## Summary
COST Summary
Region | Measure | Year 1 | Year 2 | Year 3 | Total | Region | Measure | Year 1 | Year 2 | Year 3 | Total
Midwest | 1858463.9495 |  |  |  |  | Northeast | 21681449.5286
| Equipment Costs | 66050 | 22191 | 29779.76 | 118020.76 |  | Equipment Costs | 1881100 | 2554557 | 3336187.32 | 7771844.32
| Servers | 7050 | 7191 | 9779.76 | 24020.76 |  | Servers | 484100 | 673557 | 924187.32 | 2081844.32
| Routers (Shelves | 49000 | 10000 | 15000 | 74000 |  | Routers (Shelves | 1212000 | 1631000 | 2082000 | 4925000
| Racks | 10000 | 5000 | 5000 | 20000 |  | Racks | 185000 | 250000 | 330000 | 765000
| CAPEX & OPEX | 927226.075 | 385563.1264 | 427653.988 | 1740443.1895 |  | CAPEX & OPEX | 2676644.6 | 4632870.0628 | 6600090.5459 | 13909605.2086
| Power | 1345.4355 | 2179.4797 | 3283.6133 | 6808.5285 |  | Power | 64436.4864 | 152476.272 | 267194.4912 | 484107.2496
| Labor | 75950 | 78228.5 | 80575.355 | 234753.855 |  | Labor | 486196 | 500781.88 | 515805.3364 | 1502783.2164
| Capital Expense | 823612.861 | 248548.5767 | 258090.3732 | 1330251.8109 |  | Capital Expense | 1595974.4842 | 2384543.2204 | 2785062.9307 | 6765580.6354
| Other Expense | 26317.7786 | 56606.57 | 85704.6466 | 168628.9951 |  | Other Expense | 530037.6294 | 1595068.6903 | 3032027.7876 | 5157134.1073
West | 21661684.1581 |  |  |  |  | South | 1936526.3549
| Equipment Costs | 1881100 | 2559557 | 3331187.32 | 7771844.32 |  | Equipment Costs | 66050 | 22191 | 29779.76 | 118020.76
| Servers | 484100 | 673557 | 924187.32 | 2081844.32 |  | Servers | 7050 | 7191 | 9779.76 | 24020.76
| Routers (Shelves | 1212000 | 1636000 | 2077000 | 4925000 |  | Routers (Shelves | 49000 | 10000 | 15000 | 74000
| Racks | 185000 | 250000 | 330000 | 765000 |  | Racks | 10000 | 5000 | 5000 | 20000
| CAPEX & OPEX | 2539726.9842 | 4539914.9755 | 6810197.8784 | 13889839.8381 |  | CAPEX & OPEX | 978268.5431 | 398653.3664 | 441583.6854 | 1818505.5949
| Power | 81268.4532 | 192445.4642 | 336990.4881 | 610704.4054 |  | Power | 953.4447 | 1544.4914 | 2326.9371 | 4824.8733
| Labor | 404428 | 416560.84 | 429057.6652 | 1250046.5052 |  | Labor | 79370 | 81751.1 | 84203.633 | 245324.733
| Capital Expense | 1379309.0586 | 1993415.8991 | 2405032.8434 | 5777757.8011 |  | Capital Expense | 863013.416 | 249699.9176 | 259718.8039 | 1372432.1374
| Other Expense | 674721.4724 | 1937492.7722 | 3639116.8817 | 6251331.1263 |  | Other Expense | 34931.6823 | 65657.8574 | 95334.3115 | 195923.8512
Single vs Distributed Data Center Comparison (3-Yr Total)
|  | Centralized | Distributed
| Servers | 1357 | 1782
| Router Cards | 1098 | 1490
| Router Shelves | 37 | 56
| Racks | 252 | 334
|  | Centralized | Distributed
| Servers | 4205626.74 | 4211730.16
| Routers | 7428000 | 9998000
| Racks | 1455000 | 1570000
| Power | 827918.9208 | 1106445.0568
| Labor | 6268345.2 | 3232908.3096
| Capital Expense | 10612168.7603 | 15246022.3848
| Other Expense | 14950843.5706 | 11773018.0799

## User Profile
User Profile Calculations
Period | Total Users | User Growth | User Growth Rate (%) | % Total Active Users | Average Active Users | Active User Growth | Active User Growth Rate (%)
2021-01-01 | 5000000 | - | - | 30% | 1500000 |  | -
2021-07-01 | 6670000 | 1670000 | 33.4% | 30% | 2001000 | 501000 | 33.4%
2022-01-01 | 8890000 | 2220000 | 33.28% | 45% | 4000500 | 1999500 | 99.93%
2022-07-01 | 11850000 | 2960000 | 33.3% | 45% | 5332500 | 1332000 | 33.3%
2023-01-01 | 15800000 | 3950000 | 33.33% | 60% | 9480000 | 4147500 | 77.78%
2023-07-01 | 21070000 | 5270000 | 33.35% | 60% | 12642000 | 3162000 | 33.35%
2024-01-01 | 28090000 | 7020000 | 33.32% | 60% | 16854000 | 4212000 | 33.32%
User Distributions Across Data Centers
DC Region | % of User Population | Year 1 |  | Year 2 |  | Year 3
|  | Total Users | Active Users | Total Users | Active Users | Total Users | Active Users
NE | 17.92% | 1593088 | 716890 | 2831360 | 1698816 | 5033728 | 3020237
MW | 21.68% | 1927352 | 867308 | 3425440 | 2055264 | 6089912 | 3653947
S | 37.1% | 3298190 | 1484186 | 5861800 | 3517080 | 10421390 | 6252834
W | 23.3% | 2071370 | 932117 | 3681400 | 2208840 | 6544970 | 3926982

## DC Failure Scenarios
Data Center Failure Scenarios | Data Center Failure Scenario and User Capacity Determination
| Assume only a single DC failure at any given time (no concurrent loss of 2+ DCs) | [20 empty] | Failure Scenarios (assume at most 1 DC loss at any given time)
| Configuration of Data Centers should be consistent (i.e., maximize configuration across DCs to support failover scenarios | [23 empty] | NE | MW | S | W
[22 empty] | Scenario | Normal
| Authorizations and Transactions: Total User Population Supported | [22 empty] | Auths: | 100% NE | 100% MW | 100% S | 100% W
|  | NE |  |  |  |  | MW |  |  |  |  | S |  |  |  |  | W | [6 empty] | Streams/Downs | 80% NE + 50% MW + 50% S + 20% W | 0% | 0% | 20% NE + 50% MW + 50% S + 80% W
| Scenario | From NE | From MW | From S | From W | Total | From NE | From MW | From S | From W | Total | From NE | From MW | From S | From W | Total | From NE | From MW | From S | From W | Total |  | NE Fail
| No Fails | 17.92% | 0% | 0% | 0% | 17.92% | 0% | 21.68% | 0% | 0% | 21.68% | 0% | 0% | 37.1% | 0% | 37.1% | 0% | 0% | 0% |  | 0% |  |  | Auths: | 0% | 100% MW | 100% NE + 100% S | 100% W
| NE Fail | [5 empty] | 0% | 21.68% | 0% | 0% | 21.68% | 17.92% | 0% | 37.1% | 0% | 55.02% | 0% | 0% | 0% | 23.3% | 23.3% |  |  | Streams/Downs | 0% | 0% | 0% | 100% of ALL
| MW Fail | 17.92% | 0% | 0% | 0% | 17.92% | [5 empty] | 0% | 0% | 37.1% | 0% | 37.1% | 0% | 21.68% | 0% | 23.3% | 44.98% |  | MW Fail | Auths: | 100% NE | 0% | 100% S | 100% MW + 100% W
| S Fail | 17.92% | 0% | 37.1% | 0% | 55.02% | 0% | 21.68% | 0% | 0% | 21.68% | [5 empty] | 0% | 0% | 0% | 23.3% | 23.3% |  |  | Streams/Downs | 80% NE + 50% MW + 50% S + 20% W | 0% | 0% | 20% NE + 50% MW + 50% S + 80% W
| W Fail | 17.92% | 0% | 0% | 0% | 17.92% | 0% | 21.68% | 0% | 23.3% | 44.98% | 0% | 0% | 37.1% | 0% | 37.1%
[23 empty] | S Fail | Auths: | 100% NE + 100% S | 100% MW | 0% | 100% W
[24 empty] | Streams/Downs | 80% NE + 50% MW + 50% S + 20% W | 0%% | 0%% | 20% NE + 50% MW + 50% S + 80% W
[23 empty] | W Fail | Auths: | 100% NE | 100% MW + 100% W | 100% S | 0%
| Streaming and Downloads: Total User Population Supported | [22 empty] | Streams | 100% of ALL | 0% | 0% | 0%
|  | NE |  |  |  |  | MW |  |  |  |  | S |  |  |  |  | W
| Scenario | From NE | From MW | From S | From W | Total | From NE | From MW | From S | From W | Total | From NE | From MW | From S | From W | Total | From NE | From MW | From S | From W | Total
| No Fails | 14.34% | 10.84% | 18.55% | 4.66% | 48.39% | 0% | 0% | 0% | 0% | 0% | 0% | 0% | 0% | 0% | 0% | 3.584% | 10.84% | 18.55% | 18.64% | 51.61% | OBSERVATIONS/CONCLUSIONS
| NE Fail | [5 empty] | 0% | 0% | 0% | 0% | 0% | 0% | 0% | 0% | 0% | 0% | 17.92% | 21.68% | 37.1% | 23.3% | 100% | 1. Loss of a data host DC (NE or W) requires the other DC to process all streams and downloads
| MW Fail | 14.34% | 10.84% | 18.55% | 4.66% | 48.39% | [5 empty] | 0% | 0% | 0% | 0% | 0% | 3.584% | 10.84% | 18.55% | 18.64% | 51.61% | 2. Make NE and W DCs same size (due to 1.) and fact that population distribution is only different by ~5% users; largest is W
| S Fail | 14.34% | 10.84% | 18.55% | 4.66% | 48.39% | 0% | 0% | 0% | 0% | 0% | [5 empty] | 3.584% | 10.84% | 18.55% | 18.64% | 51.61% | 3. Make all DCs support 55% of user transaction/authorization (for configuration consistency); not a significant cost driver
| W Fail | 17.92% | 21.68% | 37.1% | 23.3% | 100% | 0% | 0% | 0% | 0% | 0% | 0% | 0% | 0% | 0% | 0%

## DC Locations
Data Center Location Assessment
| Midwest Region | [7 empty] | Northeast Region
| Candidate Location | (1) Industrial Space Lease Costs ($/sf/mo) | (2) Effective Property Tax Rate (%) | (3) Labor Cost ($/yr) | (4) Labor Supply | (5) Power Rates ($/kwH) | (6) Other Factors | (7) Yr 3 Cost Comparison | Candidate Location | (1) Industrial Space Lease Costs ($/sf/mo) | (2) Effective Property Tax Rate (%) | (3) Labor Cost ($/yr) | (4) Labor Supply | (5) Power Rates ($/kwH) | (6) Other Factors | (7) Yr 3 Cost Comparison
| Chicago, IL | 5.08 | 2.266% | 155030 | 17940 | 0.0139 | E, G-, T+, I+ | 173890.8003 | New York, NY | 9.44 | 2.342% | 187610 | 42080 | 0.106 | E, G-, T-, I+ | 1709817.392
| Madison, WI | 4.64 | 1.513% | 158790 | 2360 | 0.0786 | E, G+, T+, I+ | 178113.3473 | Northern NJ | 8.56 | 1.582% | 187610 | 42080 | 0.0474 | E, G-, T, I+ | 1317206.9033
| Indianapolis, IN | 3.8 | 1.997% | 149990 | 3670 | 0.0736 | E, G+, T, I- | 167095.2066 | Boston, MA | 8.17 | 1.104% | 177490 | 11290 | 0.1257 | E, G-, T-, I | 1568598.8704
| Minneapolis, MN | 4.88 | 1.8% | 151460 | 9280 | 0.0683 | E, G-, T+, I | 171429.0516 | Northern VA | 11.36 | 0.495% | 181310 | 27430 | 0.0624 | E, G+, T++, I++ | 1553542.8006
| West Region | [7 empty] | South Region
| Candidate Location | (1) Industrial Space Lease Costs ($/sf/mo) | (2) Effective Property Tax Rate (%) | (3) Labor Cost ($/yr) | (4) Labor Supply | (5) Power Rates ($/kwH) | (6) Other Factors | (7) Yr 3 Cost Comparison | Candidate Location | (1) Industrial Space Lease Costs ($/sf/mo) | (2) Effective Property Tax Rate (%) | (3) Labor Cost ($/yr) | (4) Labor Supply | (5) Power Rates ($/kwH) | (6) Other Factors | (7) Yr 3 Cost Comparison
| Southern CA | 9.36 | 0.954% | 164880 | 19210 | 0.1173 | E-, G-, T, I++ | 1620089.3347 | Atlanta, GA | 4.47 | 1.471% | 161790 | 13650 | 0.0572 | E+, G+, T, I | 179647.5269
| Northern CA | 13.2 | 0.954% | 200040 | 8010 | 0.0517 | E-, G-, T+, I+ | 1734882.4819 | Nashville, TN | 5.09 | 2.583% | 150460 | 5610 | 0.0661 | E+, G+, T, I | 171906.3664
| Seattle, WA | 7.61 | 0.692% | 182590 | 9890 | 0.0595 | E, G-, T+, I+ | 1205635.6412 | DFW Area, TX | 5.06 | 2.526% | 171060 | 18520 | 0.0557 | E+, G+, T++, I+ | 191912.4615
| Phoenix, AZ | 6.7 | 2% | 149300 | 10740 | 0.0787 | E-, G+, T++, I | 1270776.9745 | Houston, TX | 6.44 | 2.526% | 184391 | 11070 | 0.0557 | E-, G-, T+, I+ | 209482.8215
(1) Source:
| (2) Source: | 50-state-property-tax-comparison-for-2017-full_1.pdf (tax rate based on largest city in state; variable rates are approximated and assumed fixed)
| (3) Source: | Bureau of Labor Statistics -- https://www.bls.gov/oes/current/oessrcma.htm (Annual Cost for 1 NW/SysAdmin and 1 DC Technician)
| (4) Source: | Bureau of Labor Statistics -- https://www.bls.gov/oes/current/oessrcma.htm (may also include neighboring metropolitan areas)
| (5) Source: | https://www.electricitylocal.com/states/ (industrial rates by city)
| (6) Other Notes | E - Climate/Environmental Conditions (incl risk of Force Majeur outages)
G - State/Local Government (bureaucracy, taxes, incentives, politics, etc.)
T - DC Growth Trends
I - Proximity to large Internet Hub
+ = favorable; - = unfavorable; otherwise neutral
| (7) | A comparison of space lease + taxes + labor + power for year 3 for that region's DC (NOT full year 3 costs)

## CPU (Workload)
CPU (Active Workload) Calculations
Equivalent Peak Hours | 7.545
NOTE: Based on playback curve in graph |  | Average percent of activity/day |  |  | 4.1667
|  | Average peak percent of activity/day |  |  | 7.275
|  | Peak-to-Average Ratio |  |  | 1.746
|  | Peak Hrs/day |  |  | 4
Request Rates (per User/per Hour) |  | Streaming | Download | Permission | Total
|  | 24 | 4 | 16 | 44
Required TPS | Period | Active Users | Streaming | Download | Authorizations | Total
| Year 1 | 4000500 | 8384.3812 | 1397.3969 | 5589.5875 | 15371.3656
| Year 2 | 9480000 | 19868.5 | 3311.4167 | 13245.6667 | 36425.5833
| Year 3 | 16854000 | 35323.175 | 5887.1958 | 23548.7833 | 64759.1542
[9 empty] | Period | Streaming | Downloads | Authorizations
[9 empty] | Year 1 | 8384.3812 | 1397.3969 | 5589.5875
[9 empty] | Year 2 | 19868.5 | 3311.4167 | 13245.6667
[9 empty] | Year 3 | 35323.175 | 5887.1958 | 23548.7833
CPU (Active Workload) Calculations by DC Region
Assumption: All requests go through Web Servers at regional data centers
Transactions per Second (TPS) by DC Region
| DC Region | Year 1 |  |  |  |  | Year 2 |  |  |  |  | Year 3
|  | Active Users | Streaming | Download | Authorizations | Total | Active Users | Streaming | Download | Authorizations | Total | Active Users | Streaming | Download | Authorizations | Total
| NE | 716890 | 1502.482 | 250.4137 | 1001.6546 | 2754.5503 | 1698816 | 3560.4352 | 593.4059 | 2373.6235 | 6527.4645 | 3020237 | 6329.9134 | 1054.9856 | 4219.9423 | 11604.8412
| MW | 867308 | 1817.733 | 302.9555 | 1211.822 | 3332.5105 | 2055264 | 4307.4908 | 717.9151 | 2871.6605 | 7897.0665 | 3653947 | 7658.0639 | 1276.344 | 5105.3759 | 14039.7839
| S | 1484186 | 3110.6065 | 518.4344 | 2073.7377 | 5702.7786 | 3517080 | 7371.2135 | 1228.5356 | 4914.1423 | 13513.8914 | 6252834 | 13104.8979 | 2184.1497 | 8736.5986 | 24025.6462
| W | 932117 | 1953.5619 | 325.5936 | 1302.3746 | 3581.5301 | 2208840 | 4629.3605 | 771.5601 | 3086.2403 | 8487.1609 | 3926982 | 8230.2998 | 1371.7166 | 5486.8665 | 15088.8829
| Period | DC Region
|  | NE |  |  |  |  | MW |  |  |  |  | S |  |  |  |  | W
|  | Active Users | Streaming | Download | Authorizations | Total | Active Users | Streaming | Download | Authorizations | Total | Active Users | Streaming | Download | Authorizations | Total | Active Users | Streaming | Download | Authorizations | Total
| Year 1 | 716890 | 1502.482 | 250.4137 | 1001.6546 | 2754.5503 | 867308 | 1817.733 | 302.9555 | 1211.822 | 3332.5105 | 1484186 | 3110.6065 | 518.4344 | 2073.7377 | 5702.7786 | 932117 | 1953.5619 | 325.5936 | 1302.3746 | 3581.5301
| Year 2 | 1698816 | 3560.4352 | 593.4059 | 2373.6235 | 6527.4645 | 2055264 | 4307.4908 | 717.9151 | 2871.6605 | 7897.0665 | 3517080 | 7371.2135 | 1228.5356 | 4914.1423 | 13513.8914 | 2208840 | 4629.3605 | 771.5601 | 3086.2403 | 8487.1609
| Year 3 | 3020237 | 6329.9134 | 1054.9856 | 4219.9423 | 11604.8412 | 3653947 | 7658.0639 | 1276.344 | 5105.3759 | 14039.7839 | 6252834 | 13104.8979 | 2184.1497 | 8736.5986 | 24025.6462 | 3926982 | 8230.2998 | 1371.7166 | 5486.8665 | 15088.8829
Note on C5: Crash Davis: Determined by taking the the estimated peak %'s per day and averaging those

## Bandwidth
Bandwidth Calculations
Streaming Music | (1 TPS is equivalent to streaming 1 full song/sec) | [5 empty] | TPS by Bit Rate |  |  | Gbps |  |  | Total Needed Bandwidth (Gbps)
| Song Duration (s) |  | 192 |  | Year | Total Streaming TPS | Low Rate | Standard | High | Low Rate | Standard | High |  |  |  |  | Period | Streaming | Downloads | Permission Requests
| Song Rates | Kbps | Song Size (Kb) | % of stream | Year 1 | 8384.3812 | 1676.8762 | 5030.6287 | 1676.8762 | 36.0595 | 185.4491 | 77.2705 | 298.7791 |  |  |  | Year 1 | 298.7791 | 80.4901 | 8.9433
| Low | 112 | 21504 | 20% | Year 2 | 19868.5 | 3973.7 | 11921.1 | 3973.7 | 85.4504 | 439.4594 | 183.1081 | 708.018 |  |  |  | Year 2 | 708.018 | 190.7376 | 21.1931
| Standard | 192 | 36864 | 60% | Year 3 | 35323.175 | 7064.635 | 21193.905 | 7064.635 | 151.9179 | 781.2921 | 325.5384 | 1258.7484 |  |  |  | Year 3 | 1258.7484 | 339.1025 | 37.6781
| High | 240 | 46080 | 20%
[5 empty] | Year | Bandwidth per DC Region (Gbps)
[6 empty] | NE | MW | S | W | Total
[5 empty] | Year 1 | 53.5412 | 64.7753 | 110.847 | 69.6155 | 298.7791
[5 empty] | Year 2 | 126.8768 | 153.4983 | 262.6747 | 164.9682 | 708.018
[5 empty] | Year 3 | 225.5677 | 272.8967 | 466.9957 | 293.2884 | 1258.7484
[6 empty] | Year 1 | [7 empty] | Year 2 | [7 empty] | Year 3
[7 empty] | TPS by Bit Rate |  |  | Gbps |  |  | Total Needed Bandwidth (Gbps) |  | TPS by Bit Rate |  |  | Gbps |  |  | Total Needed Bandwidth (Gbps) |  | TPS by Bit Rate |  |  | Gbps |  |  | Total Needed Bandwidth (Gbps)
[5 empty] | DC Region | Total Streaming TPS | Low Rate | Standard | High | Low Rate | Standard | High |  | Total Streaming TPS | Low Rate | Standard | High | Low Rate | Standard | High |  | Total Streaming TPS | Low Rate | Standard | High | Low Rate | Standard | High
[5 empty] | NE | 1502.4811 | 300.4962 | 901.4887 | 300.4962 | 6.4619 | 33.2325 | 13.8469 | 53.5412 | 3560.4352 | 712.087 | 2136.2611 | 712.087 | 15.3127 | 78.7511 | 32.813 | 126.8768 | 6329.913 | 1265.9826 | 3797.9478 | 1265.9826 | 27.2237 | 140.0075 | 58.3365 | 225.5677
[5 empty] | MW | 1817.7339 | 363.5468 | 1090.6403 | 363.5468 | 7.8177 | 40.2054 | 16.7522 | 64.7753 | 4307.4908 | 861.4982 | 2584.4945 | 861.4982 | 18.5257 | 95.2748 | 39.6978 | 153.4983 | 7658.0643 | 1531.6129 | 4594.8386 | 1531.6129 | 32.9358 | 169.3841 | 70.5767 | 272.8967
[5 empty] | S | 3110.6054 | 622.1211 | 1866.3633 | 622.1211 | 13.3781 | 68.8016 | 28.6673 | 110.847 | 7371.2135 | 1474.2427 | 4422.7281 | 1474.2427 | 31.7021 | 163.0394 | 67.9331 | 262.6747 | 13104.8979 | 2620.9796 | 7862.9388 | 2620.9796 | 56.3615 | 289.8594 | 120.7747 | 466.9957
[5 empty] | W | 1953.5608 | 390.7122 | 1172.1365 | 390.7122 | 8.4019 | 43.2096 | 18.004 | 69.6155 | 4629.3605 | 925.8721 | 2777.6163 | 925.8721 | 19.91 | 102.394 | 42.6642 | 164.9682 | 8230.2998 | 1646.06 | 4938.1799 | 1646.06 | 35.3969 | 182.0411 | 75.8504 | 293.2884
Downloading Music | (1 TPS is equivalent to downloading 1 full song/sec) | [9 empty] | Year | Download TPS | Bandwidth (Gbps)
| Song Size (GB) |  | 0.0072 | [7 empty] | Year 1 | 1397.3969 | 80.4901
| Downloads/Hr/Active User |  | 4 | [7 empty] | Year 2 | 3311.4167 | 190.7376
[11 empty] | Year 3 | 5887.1958 | 339.1025
[5 empty] | Year | Bandwidth per DC Region (Gbps)
[6 empty] | NE | MW | S | W | Total
[5 empty] | Year 1 | 14.4238 | 17.4502 | 29.8618 | 18.7542 | 80.4901
[5 empty] | Year 2 | 34.1802 | 41.3519 | 70.7636 | 44.4419 | 190.7376
[5 empty] | Year 3 | 60.7672 | 73.5174 | 125.807 | 79.0109 | 339.1025
[6 empty] | Year 1 |  | Year 2 |  | Year 3
[5 empty] | DC Region | Download TPS | Bandwidth (Gbps) | Download TPS | Bandwidth (Gbps) | Download TPS | Bandwidth (Gbps)
[5 empty] | NE | 250.4135 | 14.4238 | 593.4059 | 34.1802 | 1054.9855 | 60.7672
[5 empty] | MW | 302.9556 | 17.4502 | 717.9151 | 41.3519 | 1276.3441 | 73.5174
[5 empty] | S | 518.4342 | 29.8618 | 1228.5356 | 70.7636 | 2184.1497 | 125.807
[5 empty] | W | 325.5935 | 18.7542 | 771.5601 | 44.4419 | 1371.7166 | 79.0109
Playback Authorization (Request-Respond) | [10 empty] | Year | Permission Request TPS | Total Needed Bandwidth (Gbps)
| Request Size (GB) |  | 0.0002 | [7 empty] | Year 1 | 5589.5875 | 8.9433 | 0.023037
| Requests/Hr/Active User |  | 16 | [7 empty] | Year 2 | 13245.6667 | 21.1931 | 0.023037
[11 empty] | Year 3 | 23548.7833 | 37.6781 | 0.023037
[5 empty] | Year | Bandwidth per DC Region (Gbps)
[6 empty] | NE | MW | S | W | Total
[5 empty] | Year 1 | 1.6026 | 1.9389 | 3.318 | 2.0838 | 8.9433
[5 empty] | Year 2 | 3.7978 | 4.5947 | 7.8626 | 4.938 | 21.1931
[5 empty] | Year 3 | 6.7519 | 8.1686 | 13.9786 | 8.779 | 37.6781
BW between DCs |  |  |  |  | Year | Bandwidth Between DCs (Gbps)
[6 empty] | NE-MW | NE-W | NE-S | W-MW | W-S
[5 empty] | Year 1 | 0.012724 | 0.0096769 | 0.021774 | 0.012724 | 0.021774
[5 empty] | Year 2 | 0.030152 | 0.022931 | 0.051598 | 0.030152 | 0.051598
[5 empty] | Year 3 | 0.053606 | 0.040769 | 0.091734 | 0.053606 | 0.091734
Total Aggregate Bandwidth | [11 empty] | Year | Total Needed Bandwidth (Gbps)
[12 empty] | Year 1 | 388.2125
[12 empty] | Year 2 | 919.9486
[12 empty] | Year 3 | 1635.5289
Bandwidth per DC Region (Gbps)
[5 empty] | Year | NE | MW | S | W | Total
[5 empty] | Year 1 | 69.5677 | 84.1645 | 144.0268 | 90.4535 | 388.2125
[5 empty] | Year 2 | 164.8548 | 199.4449 | 341.3009 | 214.348 | 919.9486
[5 empty] | Year 3 | 293.0868 | 354.5827 | 606.7812 | 381.0782 | 1635.5289

## Memory
Memory Calculations
Streaming Music | Assume that DRM-on-the-fly is performed in memory
| (1 TPS is equivalent to streaming 1 full song/sec) |  |  |  |  | TPS (Songs) per Bit Rate Type |  |  |  | GB RAM |  |  | Total (GB)
| Song Duration (s) |  | 192 |  | Year | Total Streaming TPS (Songs) | Low Rate Songs / sec | Standard Rate Songs / sec | High Rate Songs / sec | Low Rate | Standard | High |  | Period | Streaming | Downloads | Permission Requests
| Song Rates | Kbps | Song Size (Kb) | % of stream | Year 1 | 8384.3812 | 1676.8762 | 5030.6287 | 1676.8762 | 4.5074 | 13.5223 | 4.5074 | 22.5372 | Year 1 | 22.5372 | 10.0613 | 1.1179
| Low | 112 | 21504 | 20% | Year 2 | 19868.5 | 3973.7 | 11921.1 | 3973.7 | 10.6813 | 32.0439 | 10.6813 | 53.4065 | Year 2 | 53.4065 | 23.8422 | 2.6491
| Standard | 192 | 36864 | 60% | Year 3 | 35323.175 | 7064.635 | 21193.905 | 7064.635 | 18.9897 | 56.9692 | 18.9897 | 94.9487 | Year 3 | 94.9487 | 42.3878 | 4.7098
| High | 240 | 46080 | 20%
Downloading Music | (1 TPS is equivalent to downloading 1 full song/sec) | [9 empty] | Year | Download TPS (# Songs) | Total (GB)
| Song Size (GB) |  | 0.0072 | [7 empty] | Year 1 | 1397.3969 | 10.0613
| Downloads/Hr/Active User |  | 4 | [7 empty] | Year 2 | 3311.4167 | 23.8422
[11 empty] | Year 3 | 5887.1958 | 42.3878
Playback Authorization (Request-Respond) | [10 empty] | Year | Authrorization TPS | Total (GB)
| Request Size (GB) |  | 0.0002 | [7 empty] | Year 1 | 5589.5875 | 1.1179
| Requests/Hr/Active User |  | 16 | [7 empty] | Year 2 | 13245.6667 | 2.6491
[11 empty] | Year 3 | 23548.7833 | 4.7098
Aggregate Memory Needs | [11 empty] | Year | Total (GB)
[12 empty] | Year 1 | 33.7164
[12 empty] | Year 2 | 79.8979
[12 empty] | Year 3 | 142.0463

## Storage
Storage Calculations
Total Number of Songs in Library |  |  | 40000000 | Similar to Spotify and iTunes; remains consistent (new songs replace old songs)
Assumption: All songs in library available for streaming and download
Streaming Storage
| Bit Rate (Kbps) | Duration (s) | Song Size (GB) | Library Storage Needs (GB)
Low Bit-Rate | 112 | 192 | 0.002688 | 107520
Standard Bit-Rate | 192 | 192 | 0.004608 | 184320
High Bit-Rate | 240 | 192 | 0.00576 | 230400
Download Storage
|  |  | Song Size (GB) | Library Storage Needs (GB)
|  |  | 0.0072 | 288000
Permission Storage
No significant storage; requests and responses are assumed fire and forget; nothing stored (all in-memory processing)

## NE DC
North East Data Center
General Notes on Architecture
With rate adaptation, the high-bit rate songs must be stored only; others are adapted and stored in memory
Encryption and rate adaptation occurs on same server (at normal user capacity, since not processing transactions)
Scale on an annual basis not on intermediate 6 month numbers (provides in-rack scalability and redundancy); additional capacity arrives just-in-time
Some songs may be cached in memory based on Pareto Principle
Assume active rate is consistent over entire day 24x7x365
Total Infrastructure Resource Summary
Infrastructure | Total Capacity (Cum) | Year 1 | Year 2 | Year 3
| Servers | 210 | 497 | 881
| Router Cards | 178 | 419 | 735
| Router Shelves | 7 | 16 | 27
| Racks | 39 | 93 | 163
Total Cost Summary
Equipment Costs (Annual) |  | Year 1 | Year 2 | Year 3
| Servers | 484100 | 673557 | 924187.32
| Routers | 1212000 | 1631000 | 2082000
| Racks | 185000 | 250000 | 330000
| Total Equipment Costs | 1881100 | 2554557 | 3336187.32
Operating Costs
| Power | 64436.4864 | 152476.272 | 267194.4912
| Labor | 486196 | 500781.88 | 515805.3364
| Capital Expenses | 1595974.4842 | 2384543.2204 | 2785062.9307
| Other Expenses | 530037.6294 | 1595068.6903 | 3032027.7876
| Total Operating Costs | 2676644.6 | 4632870.0628 | 6600090.5459
Total Lifecycle Cost | 21681449.5286 | 4557744.6 | 7187427.0628 | 9936277.8659
Servers
Streaming and Download Servers
NAS cannot perform the encryption; so, it is moved to the rate adaptation servers; bandwidth based on sending high-rate songs | [5 empty] | Resource Calculations | [24 empty] | Cost Calculations
Streaming | Needed Resources | Year 1 | Year 2 | Year 3 |  | Year 1 | [7 empty] | Year 2 | [8 empty] | Year 3 | [7 empty] | Year 1 | [5 empty] | Year 2 | [5 empty] | Year 3 | [5 empty] | Total Servers | Total Racks | Total Pwr Consumed | Total Costs | Total Cost Summary
| Storage (GB) | 230400 | 230400 | 230400 |  | Server Type | TPS | Storage | Bandwidth | Total # Servers | # racks | Power Consumption (kwh/yr) |  | Server Type | TPS | Storage | Bandwidth | Total # Servers Needed | # Add'l Servers | # Add'l Racks | Power Consumption (kwh/yr) |  | Server Type | TPS | Storage | Bandwidth | Total # Servers Needed | # Add'l Servers | # Add'l Racks | Power Consumption (kwh/yr) | Server Type | Server Cost | Rack Cost | IT Power Cost (yr) | HW Support Costs | Total Year Cost | Server Type | Add'l Server Cost | Add'l Rack Cost | IT Power Cost (yr) | HW Support Costs | Total Year Cost | Server Type | Add'l Server Cost | Add'l Rack Cost | IT Power Cost (yr) | HW Support Costs | Total Year Cost | 8 | 5 | 147168 | 1726183 |  | Year 1 | Year 2 | Year 3 | 3-year Total
| TPS | 0 | 0 | 0 |  | NAS | 0 | 2 | 2 | 2 | 1 | 19622 |  | NAS | 0 | 2 | 5 | 5 | 3 | 2 | 49056 |  | NAS | 0 | 2 | 8 | 8 | 3 | 2 | 78490 | NAS | 360000 | 5000 | 1224 | 0 | 366224 | NAS | 540000 | 10000 | 3061 | 72000 | 625061 | NAS | 540000 | 10000 | 4898 | 180000 | 734898 |  |  |  |  | Cost | 366224 | 625061 | 734898 | 1726183
| Bandwidth (Gbps) | 77.2705 | 183.1081 | 325.5384 | [48 empty] | New Servers | 2 | 3 | 3 | 8
[53 empty] | New Racks | 1 | 2 | 2 | 5
[53 empty] | Power | 19622 | 49056 | 78490 | 147168
Download Storage Servers
Memory in this scenario (used for encryption) was not evaluated since needed memory volumes are easily satisfied with the number of storage and/or bandwidth-based server quantities
Download | Needed Resources | Year 1 | Year 2 | Year 3 |  | Year 1 | [7 empty] | Year 2 | [8 empty] | Year 3 | [7 empty] | Year 1 | [5 empty] | Year 2 | [5 empty] | Year 3 | [5 empty] | Total Servers | Total Racks | Total Pwr Consumed | Total Costs | Total Cost Summary
| Storage (GB) | 288000 | 288000 | 288000 |  | Server Type | TPS | Storage | Bandwidth | Total # Servers | # racks | Power Consumption (kwh/yr) |  | Server Type | TPS | Storage | Bandwidth | Total # Servers Needed | # Add'l Servers | # Add'l Racks | Power Consumption (kwh/yr) |  | Server Type | TPS | Storage | Bandwidth | Total # Servers Needed | # Add'l Servers | # Add'l Racks | Power Consumption (kwh/yr) | Server Type | Server Cost | Rack Cost | IT Power Cost (yr) | HW Support Costs | Total Year Cost | Server Type | Add'l Server Cost | Add'l Rack Cost | IT Power Cost (yr) | HW Support Costs | Total Year Cost | Server Type | Add'l Server Cost | Add'l Rack Cost | IT Power Cost (yr) | HW Support Costs | Total Year Cost | 8 | 5 | 147168 | 1726183 |  | Year 1 | Year 2 | Year 3 | 3-year Total
| TPS | NA | NA | NA |  | NAS | 0 | 2 | 2 | 2 | 1 | 19622 |  | NAS | 0 | 2 | 5 | 5 | 3 | 2 | 49056 |  | NAS | 0 | 2 | 8 | 8 | 3 | 2 | 78490 | NAS | 360000 | 5000 | 1224 | 0 | 366224 | NAS | 540000 | 10000 | 3061 | 72000 | 625061 | NAS | 540000 | 10000 | 4898 | 180000 | 734898 |  |  |  |  | Cost | 366224 | 625061 | 734898 | 1726183
| Bandwidth (Gbps) | 80.4901 | 190.7376 | 339.1025 | [48 empty] | New Servers | 2 | 3 | 3 | 8
[53 empty] | New Racks | 1 | 2 | 2 | 5
[53 empty] | Power | 19622 | 49056 | 78490 | 147168
Rate Adaptation / Encryption Servers
Rate Adaptation performed in memory; since high-rates don't require adaptation they pass through. So, the CPU penalty on 20% of the transactions doesn't apply. High-rate song bandwidth in; normal streaming bandwidth out; memory not an issue (BW drives). Downloads and streams would be encrypted; so run all of them through these servers. This is a change from Project 1 where download files went through Web/App Servers
Download | Needed Resources | Year 1 | Year 2 | Year 3 |  | Year 1 | [7 empty] | Year 2 | [8 empty] | Year 3 | [7 empty] | Year 1 | [5 empty] | Year 2 | [5 empty] | Year 3 | [5 empty] | Total Servers | Total Racks | Total Pwr Consumed | Total Costs | Total Cost Summary
| Storage (GB) | 0 | 0 | 0 |  | Server Type | TPS | Storage | Bandwidth | Total # Servers | # racks | Power Consumption (kwh/yr) |  | Server Type | TPS | Storage | Bandwidth | Total # Servers Needed | # Add'l Servers | # Add'l Racks | Power Consumption (kwh/yr) |  | Server Type | TPS | Storage | Bandwidth | Total # Servers Needed | # Add'l Servers | # Add'l Racks | Power Consumption (kwh/yr) | Server Type | Server Cost | Rack Cost | IT Power Cost (yr) | HW Support Costs | Total Year Cost | Server Type | Add'l Server Cost | Add'l Rack Cost | IT Power Cost (yr) | HW Support Costs | Total Year Cost | Server Type | Add'l Server Cost | Add'l Rack Cost | IT Power Cost (yr) | HW Support Costs | Total Year Cost | 855 | 123 | 3505227 | 3215643.76 |  | Year 1 | Year 2 | Year 3 | 3-year Total
| TPS | 0 | 0 | 0 |  | Xlarge | 0 | 0 | 203 | 203 | 29 | 462353 |  | Xlarge | 0 | 0 | 481 | 481 | 278 | 40 | 1095526 |  | Xlarge | 0 | 0 | 855 | 855 | 374 | 54 | 1947348 | Xlarge | 477050 | 145000 | 28851 | 0 | 650901 | Xlarge | 666366 | 200000 | 68361 | 95410 | 1030137 | Xlarge | 914407.56 | 270000 | 121515 | 228683.2 | 1534605.76 |  |  |  |  | Cost | 650901 | 1030137 | 1534605.76 | 3215643.76
| Bandwidth (Gbps) | 456.5396 | 1081.8637 | 1923.3893 | [48 empty] | New Servers | 203 | 278 | 374 | 855
[53 empty] | New Racks | 29 | 40 | 54 | 123
[53 empty] | Power | 462353 | 1095526 | 1947348 | 3505227
Web/App Servers
These handle all the incoming requests (transactions) for the local population they handle all the permission requests directly (ie., no routing to storage server clusters and in memory) A Change from Project 1: Downloading of songs occurs in the Rate Adaptation/Encryption Servers in this project (was done by these servers in Project 1). Transaction processing and authorization requests are the only things supported by the Web/App servers and there is no cross-
| Needed Resources | Year 1 | Year 2 | Year 3 |  | Year 1 | [7 empty] | Year 2 | [8 empty] | Year 3 | [7 empty] | Year 1 | [5 empty] | Year 2 | [5 empty] | Year 3 | [5 empty] | Total Servers | Total Racks | Total Pwr Consumed | Total Costs | Total Cost Summary
| Storage (GB) | 0 | 0 | 0 |  | Server Type | TPS | Storage | Bandwidth | Total # Servers | # racks | Power Consumption (kwh/yr) |  | Server Type | TPS | Storage | Bandwidth | Total # Servers Needed | # Add'l Servers | # Add'l Racks | Power Consumption (kwh/yr) |  | Server Type | TPS | Storage | Bandwidth | Total # Servers Needed | # Add'l Servers | # Add'l Racks | Power Consumption (kwh/yr) | Server Type | Server Cost | Rack Cost | IT Power Cost (yr) | HW Support Costs | Total Year Cost | Server Type | Add'l Server Cost | Add'l Rack Cost | IT Power Cost (yr) | HW Support Costs | Total Year Cost | Server Type | Add'l Server Cost | Add'l Rack Cost | IT Power Cost (yr) | HW Support Costs | Total Year Cost | 10 | 3 | 43275 | 45978.96 |  | Year 1 | Year 2 | Year 3 | 3-year Total
| TPS | 8454.2511 | 20034.0708 | 35617.5348 |  | Xlarge | 3 | 0 | 3 | 3 | 1 | 6833 |  | Xlarge | 6 | 0 | 6 | 6 | 3 | 1 | 13666 |  | Xlarge | 10 | 0 | 10 | 10 | 4 | 1 | 22776 | Xlarge | 7050 | 5000 | 426 | 0 | 12476 | Xlarge | 7191 | 5000 | 853 | 1410 | 14454 | Xlarge | 9779.76 | 5000 | 1421 | 2848.2 | 19048.96 |  |  |  |  | Cost | 12476 | 14454 | 19048.96 | 45978.96
| Bandwidth (Gbps) | 4.9188 | 11.6562 | 20.7229 | [48 empty] | New Servers | 3 | 3 | 4 | 10
[53 empty] | New Racks | 1 | 1 | 1 | 3
[53 empty] | Power | 6833 | 13666 | 22776 | 43275
Totals
Sum of all Servers
User Interaction | Needed Resources | Year 1 | Year 2 | Year 3 |  | Year 1 | [7 empty] | Year 2 | [8 empty] | Year 3 | [7 empty] | Year 1 | [5 empty] | Year 2 | [5 empty] | Year 3 | [9 empty] | Total Cost Summary
| Storage (GB) | 518400 | 518400 | 518400 |  | Server Type | TPS | Storage | Bandwidth | Total # Servers | # racks | Power Consumption (kwh/yr) |  | Server Type | TPS | Storage | Bandwidth | Total # Servers Needed | # Add'l Servers | # Add'l Racks | Power Consumption (kwh/yr) |  | Server Type | TPS | Storage | Bandwidth | Total # Servers Needed | # Add'l Servers | # Add'l Racks | Power Consumption (kwh/yr) | Server Type | Server Cost | Rack Cost | IT Power Cost (yr) | HW Support Costs | Total Year Cost | Server Type | Add'l Server Cost | Add'l Rack Cost | IT Power Cost (yr) | HW Support Costs | Total Year Cost | Server Type | Add'l Server Cost | Add'l Rack Cost | IT Power Cost (yr) | HW Support Costs | Total Year Cost | [5 empty] | Year 1 | Year 2 | Year 3 | 3-year Total
| TPS | 8454.2511 | 20034.0708 | 35617.5348 |  | Xlarge |  |  |  | 206 | 30 | 469186 |  | Xlarge |  |  |  | 487 | 281 | 41 | 1109192 |  | Xlarge |  |  |  | 865 | 378 | 55 | 1970124 | Xlarge | 484100 | 150000 | 29277 | 0 | 663377 | Xlarge | 673557 | 205000 | 69214 | 96820 | 1044591 | Xlarge | 924187.32 | 275000 | 122936 | 231531.4 | 1553654.72 |  |  |  |  | Cost | 1395825 | 2294713 | 3023450.72 | 6713988.72
| Bandwidth (Gbps) | 619.219 | 1467.3655 | 2608.7531 |  | NAS |  |  |  | 4 | 2 | 39244 |  | NAS |  |  |  | 10 | 6 | 4 | 98112 |  | NAS |  |  |  | 16 | 6 | 4 | 156980 | NAS | 720000 | 10000 | 2448 | 0 | 732448 | NAS | 1080000 | 20000 | 6122 | 144000 | 1250122 | NAS | 1080000 | 20000 | 9796 | 360000 | 1469796 |  |  |  |  | New Servers | 210 | 287 | 384 | 881
[53 empty] | New Racks | 32 | 45 | 59 | 136
[53 empty] | Power | 508430 | 1207304 | 2127104 | 3842838
Routers
Single Tier Network
Use Gig-E to connect all servers to routers
Use fiber (OC-48 or OC-192) to connect router-to-router and router-to-internet
Assume perfect load-balancing between connectivity
Assume following Shelf Configuration: 22 GigE, 6 OC48 and 4 OC192 cards
Assume at any time only 67% of ports are active (1:2 redundancy); inter-router (ring) connectivity retains full 1:1
Router-to-Internet
Resource Needs |  | Year 1 | Year 2 | Year 3 |  | Card Type | # Ports Required |  |  | This is just to understand how many of each card type would be needed to support the outbound bandwidth
| Bandwidth (Gbps) | 383.0254 | 907.6567 | 1613.6757 |  |  | Year 1 | Year 2 | Year 3
[6 empty] | Gig-E | 766.5 | 1816.5 | 3228
[6 empty] | OC-48 | 307.5 | 727.5 | 1291.5
[6 empty] | OC-192 | 78 | 183 | 324
Router-to-Server
Since the servers only have Gig-E NICs, all connections with servers are via Gig-E router cards
# Ports needed determined by the MAX of ports needed based on BW (*2) vs physical NICs on each server
Other transactional messaging (e.g. IPC messages, etc. between servers) is considered negligible and not estimated
Resource Needs |  | Year 1 | Year 2 | Year 3 |  |  | # Ports Required
| Xlarge Servers | 206 | 487 | 865 |  |  | Year 1 | Year 2 | Year 3
| NAS Servers | 4 | 10 | 16 |  | Gig-E | 824 | 1948 | 3460 | These are inbound from servers
[6 empty] | OC-192 | 32 | 80 | 128 | These are inbound from NAS
Total Router Traffic
Per Cost Analysis, OC48's are most cost-effective for non-server interconnects, so these are factored | [6 empty] | Total # Ports Required |  |  |  |  | Total # Cards |  |  | Total # Shelves |  |  | Total # racks |  |  | Power Consumption kWh (total per year) |  |  |  | Year 1 | [5 empty] | Year 2 | [5 empty] | Year 3 | [5 empty] | Total Cost Summary
Router-to-Router (for redundancy and further failover) | [6 empty] | Year 1 | Year 2 | Year 3 |  |  | Year 1 | Year 2 | Year 3 | Year 1 | Year 2 | Year 3 | Year 1 | Year 2 | Year 3 | Year 1 | Year 2 | Year 3 |  | Card Cost | Shelf Cost | Rack Cost | IT Power Cost (yr) | HW Support Costs | Total Year Cost | Card Cost | Shelf Cost | Rack Cost | IT Power Cost (yr) | HW Support Costs | Total Year Cost | Card Cost | Shelf Cost | Rack Cost | IT Power Cost (yr) | HW Support Costs | Total Year Cost |  | Year 1 | Year 2 | Year 3 | 3-year Total
Assume 1:1 redundancy between shelves (set up as a ring), so a total of four card slots reserved for inter-shelf redundancy; means 4 cards per shelf total. Use OC-192s to maximize the number of in-shelf card failures it can handle. | [5 empty] | Gig-E | 824 | 1948 | 3460 |  | Gig-E | 103 | 244 | 433 | 5 | 12 | 20 |  |  |  | 48724 | 115422 | 204827 |  | 1142000 | 70000 | 35000 | 11232 | 0 | 1258232 | 1541000 | 90000 | 45000 | 26316 | 242400 | 1944716 | 1972000 | 110000 | 55000 | 45399 | 568600 | 2750999 | Cost | 1258232 | 1944716 | 2750999 | 5953947
[6 empty] | OC-48 | 307.5 | 727.5 | 1291.5 |  | OC-48 | 39 | 91 | 162 | 7 | 16 | 27 |  |  |  | 46122 | 107617 | 191582 | [19 empty] | New Cards | 178 | 241 | 316 | 735
[6 empty] | OC-192 | 32 | 80 | 128 |  | OC-192 (NAS) | 8 | 20 | 32 | 4 | 5 | 8 |  |  |  | 18922 | 47304 | 75687 | [19 empty] | New Shelves | 7 | 9 | 11 | 27
[6 empty] | Totals | 1131.5 | 2675.5 | 4751.5 |  | OC-192 (R2R) | 28 | 64 | 108 | NA | NA | NA |  |  |  | 66226 | 151373 | 255442 | [19 empty] | New Racks | 7 | 9 | 11 | 27
[11 empty] | Totals | 178 | 419 | 735 | 7 | 16 | 27 | 7 | 16 | 27 | 179994 | 421716 | 727538 | [19 empty] | Power | 179994 | 421716 | 727538 | 1329248
Data Center Costs
This includes costs not directly tied to server/switch equipment.
Assume a Tier II Data Center for availability/reliability
Most of this approach came from Uptime Institute True TCO Calculator
|  | Year 1 | Year 2 | Year 3
Capital Expenses
Facility Construction Costs
| Total Square Footage | 1872 | 4464 | 7824
| Industrial Space Leasing Costs | 608532.48 | 1066567.68 | 1066567.68
| kW-Related Infrastructure Costs | 701420.3606 | 958352.9707 | 1248759.8126
| Other Facility Costs | 122616 | 169776 | 220080
Interest
| Architecture/Engineering Fees | 8240.3636 | 11281.2897 | 14688.3981
Internet Fiber Last Mile Cost
| Number of Single-Mode Fiber Strands | 307.5 | 420 | 564
| Number of Cables (144 strands/cable) | 3 | 3 | 4
| Total Cable Length (# cables * fiber run * 110%) | 17424 | 17424 | 23232
| Cable Cost | 34325.28 | 34325.28 | 45767.04
| Installation Costs | 60000 | 60000 | 80000
| TOTAL Internet Last Mile | 94325.28 | 94325.28 | 125767.04
| Internal Cabling Cost | 60840 | 84240 | 109200
| Fire Suppression | 0 | 0 | 0
| Total Capital Costs | 1595974.4842 | 2384543.2204 | 2785062.9307
Operating Expenses
Energy and Power Use/Costs
| Total Electricity Use (kW) | 117.8808 | 278.9418 | 488.8086
| IT Load (kWh/yr) | 688424 | 1629020 | 2854642
| Cooling and Auxiliaries (kWh/yr) | 344212 | 814510 | 1427321
| Total Consumption (kWh/yr) | 1032636 | 2443530 | 4281963
| Annual Energy Cost | 64436.4864 | 152476.272 | 267194.4912
| Annual Internet Transit Cost | 517084.2435 | 1225336.4899 | 2178462.152
| Annual HW Vendor Support Costs | 0 | 339220 | 800131.4
| Property Taxes | 12953.3859 | 30512.2004 | 53434.2356
| Total Annual Operating Expenses | 594474.1158 | 1747544.9623 | 3299222.2788
Labor Costs
| DC Operations Manager | 122376 | 126047.28 | 129828.6984
| DC Network/System Administrator | 203960 | 210078.8 | 216381.164
| DC Technician | 159860 | 164655.8 | 226070.7668
| Security | 0 | 0 | 0
| Janitorial and landscaping | 0 | 0 | 0
| Total Labor Costs | 486196 | 500781.88 | 515805.3364
Total Data Center Costs | 13909605.2086 | 2676644.6 | 4632870.0628 | 6600090.5459
Labor Estimates
|  |  | Operations Manager | DC SysAdmin | DC Tech
| Salary per person | k$/year | 122.376 | 101.98 | 79.93
| People per shift | # | 1 | 2 | 2
| Shifts per day | # | 1 | 1 | 1
| benefits percentage | % | 0% | 0% | 0%
| Total cost per year | k$/year | 122.376 | 203.96 | 159.86
| Janitorial and Landscaping Costs |  |  | 0 | per square foot
Note on H104: Crash Davis: This is total bw needed /usable bw per card port *2 (for redundancy)
Note on H116: Crash Davis: This is # servers * # NICs per server # servers has built-in-redundancy for BW
Note on B140: Crash Davis: This assumes a total square footage based on a per-rack sf estimate For a Tier I/II, assume additional 25% space; lease is for 2-year advance to provide room to build out next expansion
Note on B142: Crash Davis: Uptime Institute figure of 23801 per kW of IT Load For a Tier II, these costs are approx. 50% of Tier III
Note on B144: Crash Davis: Interest on the Construction and Land Costs @ 2% real discount rate (assumed)
Note on B145: Crash Davis: Assumed at 5% of infrastructure and facility costs
Note on B146: Crash Davis: This is a first year cost, since it is expensive to lay additional fiber later
Note on B151: Crash Davis: This is just an approximation; too many variables to establish a basis estimate
Note on B153: Crash Davis: Estimated at the equivalent of $65/sf of electrically active space
Note on B154: Crash Davis: Estimated at $50/sf of electrically active area
Note on B160: Crash Davis: Equal to the IT Load (conservation of energy)
Note on B163: Crash Davis: This is calculated by taking the BW at year-end-BW at start and dividing by 2 as an approximate average bandwidth over the year, then multiplying by the IP transit cost (Mbps/month)
Note on B164: Crash Davis: A % of the cost of prior year total capacity (servers and routers)
Note on B165: Crash Davis: tax on total cabling, infrastructure and equipment
Note on A167: Crash Davis: 3% per annum COLA; Maintenance grows to 4 in year 3 due to increased capacity
Note on B171: Crash Davis: included in lease
Note on B172: Crash Davis: included in lease

## MW DC
Midwest Data Center
General Notes on Architecture
With rate adaptation, the high-bit rate songs must be stored only; others are adapted and stored in memory
Encryption and rate adaptation occurs on same server (at normal user capacity, since not processing transactions)
Scale on an annual basis not on intermediate 6 month numbers (provides in-rack scalability and redundancy); additional capacity arrives just-in-time
Some songs may be cached in memory based on Pareto Principle
Assume active rate is consistent over entire day 24x7x365
Total Infrastructure Resource Summary
Infrastructure | Total Capacity (Cum) | Year 1 | Year 2 | Year 3
| Servers | 3 | 6 | 10
| Router Cards | 5 | 7 | 10
| Router Shelves | 1 | 1 | 1
| Racks | 2 | 3 | 4
Total Cost Summary
Equipment Costs (Annual) |  | Year 1 | Year 2 | Year 3
| Servers | 7050 | 7191 | 9779.76
| Routers | 49000 | 10000 | 15000
| Racks | 10000 | 5000 | 5000
| Total Equipment Costs | 66050 | 22191 | 29779.76
Operating Costs
| Power | 1345.4355 | 2179.4797 | 3283.6133
| Labor | 75950 | 78228.5 | 80575.355
| Capital Expenses | 823612.861 | 248548.5767 | 258090.3732
| Other Expenses | 26317.7786 | 56606.57 | 85704.6466
| Total Operating Costs | 927226.075 | 385563.1264 | 427653.988
Total Lifecycle Cost | 1858463.9495 | 993276.075 | 407754.1264 | 457433.748
Servers
Streaming and Download Servers
No Streaming from this DC | [5 empty] | Resource Calculations | [24 empty] | Cost Calculations
Streaming | Needed Resources | Year 1 | Year 2 | Year 3 |  | Year 1 | [7 empty] | Year 2 | [8 empty] | Year 3 | [7 empty] | Year 1 | [5 empty] | Year 2 | [5 empty] | Year 3 | [5 empty] | Total Servers | Total Racks | Total Pwr Consumed | Total Costs | Total Cost Summary
| Storage (GB) | 0 | 0 | 0 |  | Server Type | TPS | Storage | Bandwidth | Total # Servers | # racks | Power Consumption (kwh/yr) |  | Server Type | TPS | Storage | Bandwidth | Total # Servers Needed | # Add'l Servers | # Add'l Racks | Power Consumption (kwh/yr) |  | Server Type | TPS | Storage | Bandwidth | Total # Servers Needed | # Add'l Servers | # Add'l Racks | Power Consumption (kwh/yr) | Server Type | Server Cost | Rack Cost | IT Power Cost (yr) | HW Support Costs | Total Year Cost | Server Type | Add'l Server Cost | Add'l Rack Cost | IT Power Cost (yr) | HW Support Costs | Total Year Cost | Server Type | Add'l Server Cost | Add'l Rack Cost | IT Power Cost (yr) | HW Support Costs | Total Year Cost | 0 | 0 | 0 | 0 |  | Year 1 | Year 2 | Year 3 | 3-year Total
| TPS | 0 | 0 | 0 |  | NAS | 0 | 0 | 0 | 0 | 0 | 0 |  | NAS | 0 | 0 | 0 | 0 | 0 | 0 | 0 |  | NAS | 0 | 0 | 0 | 0 | 0 | 0 | 0 | NAS | 0 | 0 | 0 | 0 | 0 | NAS | 0 | 0 | 0 | 0 | 0 | NAS | 0 | 0 | 0 | 0 | 0 |  |  |  |  | Cost | 0 | 0 | 0 | 0
| Bandwidth (Gbps) | 0 | 0 | 0 | [48 empty] | New Servers | 0 | 0 | 0 | 0
[53 empty] | New Racks | 0 | 0 | 0 | 0
[53 empty] | Power | 0 | 0 | 0 | 0
Download Storage Servers
No Downloads from this DC
Download | Needed Resources | Year 1 | Year 2 | Year 3 |  | Year 1 | [7 empty] | Year 2 | [8 empty] | Year 3 | [7 empty] | Year 1 | [5 empty] | Year 2 | [5 empty] | Year 3 | [5 empty] | Total Servers | Total Racks | Total Pwr Consumed | Total Costs | Total Cost Summary
| Storage (GB) | 0 | 0 | 0 |  | Server Type | TPS | Storage | Bandwidth | Total # Servers | # racks | Power Consumption (kwh/yr) |  | Server Type | TPS | Storage | Bandwidth | Total # Servers Needed | # Add'l Servers | # Add'l Racks | Power Consumption (kwh/yr) |  | Server Type | TPS | Storage | Bandwidth | Total # Servers Needed | # Add'l Servers | # Add'l Racks | Power Consumption (kwh/yr) | Server Type | Server Cost | Rack Cost | IT Power Cost (yr) | HW Support Costs | Total Year Cost | Server Type | Add'l Server Cost | Add'l Rack Cost | IT Power Cost (yr) | HW Support Costs | Total Year Cost | Server Type | Add'l Server Cost | Add'l Rack Cost | IT Power Cost (yr) | HW Support Costs | Total Year Cost | 0 | 0 | 0 | 0 |  | Year 1 | Year 2 | Year 3 | 3-year Total
| TPS | 0 | 0 | 0 |  | NAS | 0 | 0 | 0 | 0 | 0 | 0 |  | NAS | 0 | 0 | 0 | 0 | 0 | 0 | 0 |  | NAS | 0 | 0 | 0 | 0 | 0 | 0 | 0 | NAS | 0 | 0 | 0 | 0 | 0 | NAS | 0 | 0 | 0 | 0 | 0 | NAS | 0 | 0 | 0 | 0 | 0 |  |  |  |  | Cost | 0 | 0 | 0 | 0
| Bandwidth (Gbps) | 0 | 0 | 0 | [48 empty] | New Servers | 0 | 0 | 0 | 0
[53 empty] | New Racks | 0 | 0 | 0 | 0
[53 empty] | Power | 0 | 0 | 0 | 0
Rate Adaptation / Encryption Servers
No Streaming or Downloads from this DC, so no Rate Adaptation or Encryption
Download | Needed Resources | Year 1 | Year 2 | Year 3 |  | Year 1 | [7 empty] | Year 2 | [8 empty] | Year 3 | [7 empty] | Year 1 | [5 empty] | Year 2 | [5 empty] | Year 3 | [5 empty] | Total Servers | Total Racks | Total Pwr Consumed | Total Costs | Total Cost Summary
| Storage (GB) | 0 | 0 | 0 |  | Server Type | TPS | Storage | Bandwidth | Total # Servers | # racks | Power Consumption (kwh/yr) |  | Server Type | TPS | Storage | Bandwidth | Total # Servers Needed | # Add'l Servers | # Add'l Racks | Power Consumption (kwh/yr) |  | Server Type | TPS | Storage | Bandwidth | Total # Servers Needed | # Add'l Servers | # Add'l Racks | Power Consumption (kwh/yr) | Server Type | Server Cost | Rack Cost | IT Power Cost (yr) | HW Support Costs | Total Year Cost | Server Type | Add'l Server Cost | Add'l Rack Cost | IT Power Cost (yr) | HW Support Costs | Total Year Cost | Server Type | Add'l Server Cost | Add'l Rack Cost | IT Power Cost (yr) | HW Support Costs | Total Year Cost | 0 | 0 | 0 | 0 |  | Year 1 | Year 2 | Year 3 | 3-year Total
| TPS | 0 | 0 | 0 |  | Xlarge | 0 | 0 | 0 | 0 | 0 | 0 |  | Xlarge | 0 | 0 | 0 | 0 | 0 | 0 | 0 |  | Xlarge | 0 | 0 | 0 | 0 | 0 | 0 | 0 | Xlarge | 0 | 0 | 0 | 0 | 0 | Xlarge | 0 | 0 | 0 | 0 | 0 | Xlarge | 0 | 0 | 0 | 0 | 0 |  |  |  |  | Cost | 0 | 0 | 0 | 0
| Bandwidth (Gbps) | 0 | 0 | 0 | [48 empty] | New Servers | 0 | 0 | 0 | 0
[53 empty] | New Racks | 0 | 0 | 0 | 0
[53 empty] | Power | 0 | 0 | 0 | 0
Web/App Servers
These handle all the incoming requests (transactions) for the local population they handle all the permission requests directly (ie., no routing to storage server clusters and in memory) Web/App Servers route all Streaming/Download requests to NE and W DCs via API; BW not assumed or estimated for that
| Needed Resources | Year 1 | Year 2 | Year 3 |  | Year 1 | [7 empty] | Year 2 | [8 empty] | Year 3 | [7 empty] | Year 1 | [5 empty] | Year 2 | [5 empty] | Year 3 | [5 empty] | Total Servers | Total Racks | Total Pwr Consumed | Total Costs | Total Cost Summary
| Storage (GB) | 0 | 0 | 0 |  | Server Type | TPS | Storage | Bandwidth | Total # Servers | # racks | Power Consumption (kwh/yr) |  | Server Type | TPS | Storage | Bandwidth | Total # Servers Needed | # Add'l Servers | # Add'l Racks | Power Consumption (kwh/yr) |  | Server Type | TPS | Storage | Bandwidth | Total # Servers Needed | # Add'l Servers | # Add'l Racks | Power Consumption (kwh/yr) | Server Type | Server Cost | Rack Cost | IT Power Cost (yr) | HW Support Costs | Total Year Cost | Server Type | Add'l Server Cost | Add'l Rack Cost | IT Power Cost (yr) | HW Support Costs | Total Year Cost | Server Type | Add'l Server Cost | Add'l Rack Cost | IT Power Cost (yr) | HW Support Costs | Total Year Cost | 10 | 3 | 43275 | 46679.96 |  | Year 1 | Year 2 | Year 3 | 3-year Total
| TPS | 8454.2511 | 20034.0708 | 35617.5348 |  | Xlarge | 3 | 0 | 3 | 3 | 1 | 6833 |  | Xlarge | 6 | 0 | 6 | 6 | 3 | 1 | 13666 |  | Xlarge | 10 | 0 | 10 | 10 | 4 | 1 | 22776 | Xlarge | 7050 | 5000 | 537 | 0 | 12587 | Xlarge | 7191 | 5000 | 1074 | 1410 | 14675 | Xlarge | 9779.76 | 5000 | 1790 | 2848.2 | 19417.96 |  |  |  |  | Cost | 12587 | 14675 | 19417.96 | 46679.96
| Bandwidth (Gbps) | 4.9443 | 11.7165 | 20.8301 | [48 empty] | New Servers | 3 | 3 | 4 | 10
[53 empty] | New Racks | 1 | 1 | 1 | 3
[53 empty] | Power | 6833 | 13666 | 22776 | 43275
Totals
Sum of all Servers
User Interaction | Needed Resources | Year 1 | Year 2 | Year 3 |  | Year 1 | [7 empty] | Year 2 | [8 empty] | Year 3 | [7 empty] | Year 1 | [5 empty] | Year 2 | [5 empty] | Year 3 | [9 empty] | Total Cost Summary
| Storage (GB) | 0 | 0 | 0 |  | Server Type | TPS | Storage | Bandwidth | Total # Servers | # racks | Power Consumption (kwh/yr) |  | Server Type | TPS | Storage | Bandwidth | Total # Servers Needed | # Add'l Servers | # Add'l Racks | Power Consumption (kwh/yr) |  | Server Type | TPS | Storage | Bandwidth | Total # Servers Needed | # Add'l Servers | # Add'l Racks | Power Consumption (kwh/yr) | Server Type | Server Cost | Rack Cost | IT Power Cost (yr) | HW Support Costs | Total Year Cost | Server Type | Add'l Server Cost | Add'l Rack Cost | IT Power Cost (yr) | HW Support Costs | Total Year Cost | Server Type | Add'l Server Cost | Add'l Rack Cost | IT Power Cost (yr) | HW Support Costs | Total Year Cost | [5 empty] | Year 1 | Year 2 | Year 3 | 3-year Total
| TPS | 8454.2511 | 20034.0708 | 35617.5348 |  | Xlarge |  |  |  | 3 | 1 | 6833 |  | Xlarge |  |  |  | 6 | 3 | 1 | 13666 |  | Xlarge |  |  |  | 10 | 4 | 1 | 22776 | Xlarge | 7050 | 5000 | 537 | 0 | 12587 | Xlarge | 7191 | 5000 | 1074 | 1410 | 14675 | Xlarge | 9779.76 | 5000 | 1790 | 2848.2 | 19417.96 |  |  |  |  | Cost | 12587 | 14675 | 19417.96 | 46679.96
| Bandwidth (Gbps) | 4.9443 | 11.7165 | 20.8301 |  | NAS |  |  |  | 0 | 0 | 0 |  | NAS |  |  |  | 0 | 0 | 0 | 0 |  | NAS |  |  |  | 0 | 0 | 0 | 0 | NAS | 0 | 0 | 0 | 0 | 0 | NAS | 0 | 0 | 0 | 0 | 0 | NAS | 0 | 0 | 0 | 0 | 0 |  |  |  |  | New Servers | 3 | 3 | 4 | 10
[53 empty] | New Racks | 1 | 1 | 1 | 3
[53 empty] | Power | 6833 | 13666 | 22776 | 43275
Routers
Single Tier Network
Use Gig-E to connect all servers to routers
Use fiber (OC-48 or OC-192) to connect router-to-router and router-to-internet
Assume perfect load-balancing between connectivity
Assume following Shelf Configuration: 22 GigE, 6 OC48 and 4 OC192 cards
Assume at any time only 67% of ports are active (1:2 redundancy); inter-router (ring) connectivity retains full 1:1
Router-to-Internet
Resource Needs |  | Year 1 | Year 2 | Year 3 |  | Card Type | # Ports Required |  |  | This is just to understand how many of each card type would be needed to support the outbound bandwidth
| Bandwidth (Gbps) | 4.9443 | 11.7165 | 20.8301 |  |  | Year 1 | Year 2 | Year 3
[6 empty] | Gig-E | 10.5 | 24 | 42
[6 empty] | OC-48 | 4.5 | 10.5 | 18
[6 empty] | OC-192 | 1.5 | 3 | 4.5
Router-to-Server
Since the servers only have Gig-E NICs, all connections with servers are via Gig-E router cards
# Ports needed determined by the MAX of ports needed based on BW (*2) vs physical NICs on each server
Other transactional messaging (e.g. IPC messages, etc. between servers) is considered negligible and not estimated
Resource Needs |  | Year 1 | Year 2 | Year 3 |  |  | # Ports Required
| Xlarge Servers | 3 | 6 | 10 |  |  | Year 1 | Year 2 | Year 3
| NAS Servers | 0 | 0 | 0 |  | Gig-E | 12 | 24 | 40 | These are inbound from servers
[6 empty] | OC-192 | 0 | 0 | 0 | These are inbound from NAS
Total Router Traffic
Per Cost Analysis, OC48's are most cost-effective for non-server interconnects, so these are factored | [6 empty] | Total # Ports Required |  |  |  |  | Total # Cards |  |  | Total # Shelves |  |  | Total # racks |  |  | Power Consumption kWh (total per year) |  |  |  | Year 1 | [5 empty] | Year 2 | [5 empty] | Year 3 | [5 empty] | Total Cost Summary
Router-to-Router (for redundancy and further failover) | [6 empty] | Year 1 | Year 2 | Year 3 |  |  | Year 1 | Year 2 | Year 3 | Year 1 | Year 2 | Year 3 | Year 1 | Year 2 | Year 3 | Year 1 | Year 2 | Year 3 |  | Card Cost | Shelf Cost | Rack Cost | IT Power Cost (yr) | HW Support Costs | Total Year Cost | Card Cost | Shelf Cost | Rack Cost | IT Power Cost (yr) | HW Support Costs | Total Year Cost | Card Cost | Shelf Cost | Rack Cost | IT Power Cost (yr) | HW Support Costs | Total Year Cost |  | Year 1 | Year 2 | Year 3 | 3-year Total
Assume 1:1 redundancy between shelves (set up as a ring), so a total of four card slots reserved for inter-shelf redundancy; means 4 cards per shelf total. Use OC-192s to maximize the number of in-shelf card failures it can handle. | [5 empty] | Gig-E | 12 | 24 | 40 |  | Gig-E | 2 | 3 | 5 | 1 | 1 | 1 |  |  |  | 947 | 1420 | 2366 |  | 39000 | 10000 | 5000 | 540 | 0 | 54540 | 10000 | 0 | 0 | 670 | 9800 | 20470 | 15000 | 0 | 0 | 837 | 11800 | 27637 | Cost | 54540 | 20470 | 27637 | 102647
[6 empty] | OC-48 | 4.5 | 10.5 | 18 |  | OC-48 | 1 | 2 | 3 | 1 | 1 | 1 |  |  |  | 1183 | 2366 | 3548 | [19 empty] | New Cards | 5 | 2 | 3 | 10
[6 empty] | OC-192 | 0 | 0 | 0 |  | OC-192 (NAS) | 0 | 0 | 0 | 0 | 0 | 0 |  |  |  | 0 | 0 | 0 | [19 empty] | New Shelves | 1 | 0 | 0 | 1
[6 empty] | Totals | 16.5 | 34.5 | 58 |  | OC-192 (R2R) | 2 | 2 | 2 | NA | NA | NA |  |  |  | 4731 | 4731 | 4731 | [19 empty] | New Racks | 1 | 0 | 0 | 1
[11 empty] | Totals | 5 | 7 | 10 | 1 | 1 | 1 | 1 | 1 | 1 | 6861 | 8517 | 10645 | [19 empty] | Power | 6861 | 8517 | 10645 | 26023
Data Center Costs
This includes costs not directly tied to server/switch equipment.
Assume a Tier II Data Center for availability/reliability
Most of this approach came from Uptime Institute True TCO Calculator
|  | Year 1 | Year 2 | Year 3
Capital Expenses
Capital Costs
| Total Square Footage | 128 | 192 | 256
| Portable Modular DC (Container) | 768000 | 192000 | 192000
| kW-Related Infrastructure Costs | 11627.101 | 18834.8167 | 28376.6132
| Other Facility Costs | 8384 | 4192 | 4192
Interest
| Architecture/Engineering Fees | 0 | 0 | 0
Internet Fiber Last Mile Cost
| Number of Single-Mode Fiber Strands | 4.5 | 6 | 7.5
| Number of Cables (144 strands/cable) | 1 | 1 | 1
| Total Cable Length (# cables * fiber run * 110%) | 5808 | 5808 | 5808
| Cable Cost | 11441.76 | 11441.76 | 11441.76
| Installation Costs | 20000 | 20000 | 20000
| TOTAL Internet Last Mile | 31441.76 | 31441.76 | 31441.76
| Internal Cabling Cost | 4160 | 2080 | 2080
| Fire Suppression | 0 | 0 | 0
| Total Capital Costs | 823612.861 | 248548.5767 | 258090.3732
Operating Expenses
Energy and Power Use/Costs
| Total Electricity Use (kW) | 1.9541 | 3.1654 | 4.769
| IT Load (kWh/yr) | 13694 | 22183 | 33421
| Cooling and Auxiliaries (kWh/yr) | 3423.5 | 5545.75 | 8355.25
| Total Consumption (kWh/yr) | 17117.5 | 27728.75 | 41776.25
| Annual Energy Cost | 1345.4355 | 2179.4797 | 3283.6133
| Annual Internet Transit Cost | 13349.5702 | 31634.5272 | 56241.384
| Annual HW Vendor Support Costs | 0 | 11210 | 14648.2
| Property Taxes | 12968.2084 | 13762.0428 | 14815.0626
| Total Annual Operating Expenses | 27663.2141 | 58786.0497 | 88988.2598
Labor Costs
| DC Operations Manager | 0 | 0 | 0
| DC Network/System Administrator | 0 | 0 | 0
| DC Technician | 75950 | 78228.5 | 80575.355
| Security | 0 | 0 | 0
| Janitorial and landscaping | 0 | 0 | 0
| Total Labor Costs | 75950 | 78228.5 | 80575.355
Total Data Center Costs | 1740443.1895 | 927226.075 | 385563.1264 | 427653.988
Labor Estimates
|  |  | Operations Manager | DC SysAdmin | DC Tech
| Salary per person | k$/year | 99.408 | 82.84 | 75.95
| People per shift | # | 0 | 0 | 1
| Shifts per day | # | 1 | 1 | 1
| benefits percentage | % | 0% | 0% | 0%
| Total cost per year | k$/year | 0 | 0 | 75.95
| Janitorial and Landscaping Costs |  |  | 0 | per square foot
Note on H104: Crash Davis: This is total bw needed /usable bw per card port *2 (for redundancy)
Note on H116: Crash Davis: This is # servers * # NICs per server # servers has built-in-redundancy for BW
Note on B140: Crash Davis: This assumes a total square footage based on a per-rack sf estimate For a Tier I/II, assume additional 25% space; lease is for 2-year advance to provide room to build out next expansion
Note on C141: Crash Davis: based on approx. $3000/sf
Note on B142: Crash Davis: Uptime Institute figure of 23801 per kW of IT Load For a Tier II, these costs are approx. 50% of Tier III
Note on B144: Crash Davis: Interest on the Construction and Land Costs @ 2% real discount rate (assumed)
Note on B145: Crash Davis: No add'l fees since this is cookie cutter with S region
Note on B146: Crash Davis: This is a first year cost, since it is expensive to lay additional fiber later
Note on B151: Crash Davis: This is just an approximation; too many variables to establish a basis estimate
Note on B153: Crash Davis: Estimated at the equivalent of $65/sf of electrically active space
Note on B154: Crash Davis: Built into cost of modular unit
Note on B160: Crash Davis: Equal to the IT Load (conservation of energy)
Note on B163: Crash Davis: This is calculated by taking the BW at year-end-BW at start and dividing by 2 as an approximate average bandwidth over the year, then multiplying by the IP transit cost (Mbps/month)
Note on B164: Crash Davis: A % of the cost of prior year total capacity (servers and routers)
Note on B165: Crash Davis: Estimated at 1% of Capital Costs/year
Note on A167: Crash Davis: 3% per annum COLA; Maintenance grows to 4 in year 3 due to increased capacity
Note on B171: Crash Davis: included in lease
Note on B172: Crash Davis: included in lease

## S DC
South Data Center
General Notes on Architecture
With rate adaptation, the high-bit rate songs must be stored only; others are adapted and stored in memory
Encryption and rate adaptation occurs on same server (at normal user capacity, since not processing transactions)
Scale on an annual basis not on intermediate 6 month numbers (provides in-rack scalability and redundancy); additional capacity arrives just-in-time
Some songs may be cached in memory based on Pareto Principle
Assume active rate is consistent over entire day 24x7x365
Total Infrastructure Resource Summary
Infrastructure | Total Capacity (Cum) | Year 1 | Year 2 | Year 3
| Servers | 3 | 6 | 10
| Router Cards | 5 | 7 | 10
| Router Shelves | 1 | 1 | 1
| Racks | 2 | 3 | 4
Total Cost Summary
Equipment Costs (Annual) |  | Year 1 | Year 2 | Year 3
| Servers | 7050 | 7191 | 9779.76 |  | 7050 | 7191 | 9779.76
| Routers | 49000 | 10000 | 15000 |  | 49000 | 10000 | 15000
| Racks | 10000 | 5000 | 5000 |  | 10000 | 5000 | 5000
| Total Equipment Costs | 66050 | 22191 | 29779.76 |  | 1991035.1591 | 3167800.6892 | 5556739.3136
Operating Costs | [5 empty] | 953.4447 | 1544.4914 | 2326.9371
| Power | 953.4447 | 1544.4914 | 2326.9371 |  | 79370 | 81751.1 | 84203.633
| Labor | 79370 | 81751.1 | 84203.633 |  | 863013.416 | 249699.9176 | 259718.8039
| Capital Expenses | 863013.416 | 249699.9176 | 259718.8039 |  | 1047698.2983 | 2834805.1803 | 5210489.9396
| Other Expenses | 34931.6823 | 65657.8574 | 95334.3115
| Total Operating Costs | 978268.5431 | 398653.3664 | 441583.6854
Total Lifecycle Cost | 1936526.3549 | 1044318.5431 | 420844.3664 | 471363.4454
Servers
Streaming and Download Servers
No Streaming from this DC | [5 empty] | Resource Calculations | [24 empty] | Cost Calculations
Streaming | Needed Resources | Year 1 | Year 2 | Year 3 |  | Year 1 | [7 empty] | Year 2 | [8 empty] | Year 3 | [7 empty] | Year 1 | [5 empty] | Year 2 | [5 empty] | Year 3 | [5 empty] | Total Servers | Total Racks | Total Pwr Consumed | Total Costs | Total Cost Summary
| Storage (GB) | 0 | 0 | 0 |  | Server Type | TPS | Storage | Bandwidth | Total # Servers | # racks | Power Consumption (kwh/yr) |  | Server Type | TPS | Storage | Bandwidth | Total # Servers Needed | # Add'l Servers | # Add'l Racks | Power Consumption (kwh/yr) |  | Server Type | TPS | Storage | Bandwidth | Total # Servers Needed | # Add'l Servers | # Add'l Racks | Power Consumption (kwh/yr) | Server Type | Server Cost | Rack Cost | IT Power Cost (yr) | HW Support Costs | Total Year Cost | Server Type | Add'l Server Cost | Add'l Rack Cost | IT Power Cost (yr) | HW Support Costs | Total Year Cost | Server Type | Add'l Server Cost | Add'l Rack Cost | IT Power Cost (yr) | HW Support Costs | Total Year Cost | 0 | 0 | 0 | 0 |  | Year 1 | Year 2 | Year 3 | 3-year Total
| TPS | 0 | 0 | 0 |  | NAS | 0 | 0 | 0 | 0 | 0 | 0 |  | NAS | 0 | 0 | 0 | 0 | 0 | 0 | 0 |  | NAS | 0 | 0 | 0 | 0 | 0 | 0 | 0 | NAS | 0 | 0 | 0 | 0 | 0 | NAS | 0 | 0 | 0 | 0 | 0 | NAS | 0 | 0 | 0 | 0 | 0 |  |  |  |  | Cost | 0 | 0 | 0 | 0
| Bandwidth (Gbps) | 0 | 0 | 0 | [48 empty] | New Servers | 0 | 0 | 0 | 0
[53 empty] | New Racks | 0 | 0 | 0 | 0
[53 empty] | Power | 0 | 0 | 0 | 0
Download Storage Servers
No Downloads from this DC
Download | Needed Resources | Year 1 | Year 2 | Year 3 |  | Year 1 | [7 empty] | Year 2 | [8 empty] | Year 3 | [7 empty] | Year 1 | [5 empty] | Year 2 | [5 empty] | Year 3 | [5 empty] | Total Servers | Total Racks | Total Pwr Consumed | Total Costs | Total Cost Summary
| Storage (GB) | 0 | 0 | 0 |  | Server Type | TPS | Storage | Bandwidth | Total # Servers | # racks | Power Consumption (kwh/yr) |  | Server Type | TPS | Storage | Bandwidth | Total # Servers Needed | # Add'l Servers | # Add'l Racks | Power Consumption (kwh/yr) |  | Server Type | TPS | Storage | Bandwidth | Total # Servers Needed | # Add'l Servers | # Add'l Racks | Power Consumption (kwh/yr) | Server Type | Server Cost | Rack Cost | IT Power Cost (yr) | HW Support Costs | Total Year Cost | Server Type | Add'l Server Cost | Add'l Rack Cost | IT Power Cost (yr) | HW Support Costs | Total Year Cost | Server Type | Add'l Server Cost | Add'l Rack Cost | IT Power Cost (yr) | HW Support Costs | Total Year Cost | 0 | 0 | 0 | 0 |  | Year 1 | Year 2 | Year 3 | 3-year Total
| TPS | 0 | 0 | 0 |  | NAS | 0 | 0 | 0 | 0 | 0 | 0 |  | NAS | 0 | 0 | 0 | 0 | 0 | 0 | 0 |  | NAS | 0 | 0 | 0 | 0 | 0 | 0 | 0 | NAS | 0 | 0 | 0 | 0 | 0 | NAS | 0 | 0 | 0 | 0 | 0 | NAS | 0 | 0 | 0 | 0 | 0 |  |  |  |  | Cost | 0 | 0 | 0 | 0
| Bandwidth (Gbps) | 0 | 0 | 0 | [48 empty] | New Servers | 0 | 0 | 0 | 0
[53 empty] | New Racks | 0 | 0 | 0 | 0
[53 empty] | Power | 0 | 0 | 0 | 0
Rate Adaptation / Encryption Servers
No Streaming or Downloads from this DC, so no Rate Adaptation or Encryption
Download | Needed Resources | Year 1 | Year 2 | Year 3 |  | Year 1 | [7 empty] | Year 2 | [8 empty] | Year 3 | [7 empty] | Year 1 | [5 empty] | Year 2 | [5 empty] | Year 3 | [5 empty] | Total Servers | Total Racks | Total Pwr Consumed | Total Costs | Total Cost Summary
| Storage (GB) | 0 | 0 | 0 |  | Server Type | TPS | Storage | Bandwidth | Total # Servers | # racks | Power Consumption (kwh/yr) |  | Server Type | TPS | Storage | Bandwidth | Total # Servers Needed | # Add'l Servers | # Add'l Racks | Power Consumption (kwh/yr) |  | Server Type | TPS | Storage | Bandwidth | Total # Servers Needed | # Add'l Servers | # Add'l Racks | Power Consumption (kwh/yr) | Server Type | Server Cost | Rack Cost | IT Power Cost (yr) | HW Support Costs | Total Year Cost | Server Type | Add'l Server Cost | Add'l Rack Cost | IT Power Cost (yr) | HW Support Costs | Total Year Cost | Server Type | Add'l Server Cost | Add'l Rack Cost | IT Power Cost (yr) | HW Support Costs | Total Year Cost | 0 | 0 | 0 | 0 |  | Year 1 | Year 2 | Year 3 | 3-year Total
| TPS | 0 | 0 | 0 |  | Xlarge | 0 | 0 | 0 | 0 | 0 | 0 |  | Xlarge | 0 | 0 | 0 | 0 | 0 | 0 | 0 |  | Xlarge | 0 | 0 | 0 | 0 | 0 | 0 | 0 | Xlarge | 0 | 0 | 0 | 0 | 0 | Xlarge | 0 | 0 | 0 | 0 | 0 | Xlarge | 0 | 0 | 0 | 0 | 0 |  |  |  |  | Cost | 0 | 0 | 0 | 0
| Bandwidth (Gbps) | 0 | 0 | 0 | [48 empty] | New Servers | 0 | 0 | 0 | 0
[53 empty] | New Racks | 0 | 0 | 0 | 0
[53 empty] | Power | 0 | 0 | 0 | 0
Web/App Servers
These handle all the incoming requests (transactions) for the local population they handle all the permission requests directly (ie., no routing to storage server clusters and in memory) Web/App Servers route all Streaming/Download requests to NE and W DCs via API; BW not assumed or estimated for that
| Needed Resources | Year 1 | Year 2 | Year 3 |  | Year 1 | [7 empty] | Year 2 | [8 empty] | Year 3 | [7 empty] | Year 1 | [5 empty] | Year 2 | [5 empty] | Year 3 | [5 empty] | Total Servers | Total Racks | Total Pwr Consumed | Total Costs | Total Cost Summary
| Storage (GB) | 0 | 0 | 0 |  | Server Type | TPS | Storage | Bandwidth | Total # Servers | # racks | Power Consumption (kwh/yr) |  | Server Type | TPS | Storage | Bandwidth | Total # Servers Needed | # Add'l Servers | # Add'l Racks | Power Consumption (kwh/yr) |  | Server Type | TPS | Storage | Bandwidth | Total # Servers Needed | # Add'l Servers | # Add'l Racks | Power Consumption (kwh/yr) | Server Type | Server Cost | Rack Cost | IT Power Cost (yr) | HW Support Costs | Total Year Cost | Server Type | Add'l Server Cost | Add'l Rack Cost | IT Power Cost (yr) | HW Support Costs | Total Year Cost | Server Type | Add'l Server Cost | Add'l Rack Cost | IT Power Cost (yr) | HW Support Costs | Total Year Cost | 10 | 3 | 43275 | 45689.96 |  | Year 1 | Year 2 | Year 3 | 3-year Total
| TPS | 8454.2511 | 20034.0708 | 35617.5348 |  | Xlarge | 3 | 0 | 3 | 3 | 1 | 6833 |  | Xlarge | 6 | 0 | 6 | 6 | 3 | 1 | 13666 |  | Xlarge | 10 | 0 | 10 | 10 | 4 | 1 | 22776 | Xlarge | 7050 | 5000 | 381 | 0 | 12431 | Xlarge | 7191 | 5000 | 761 | 1410 | 14362 | Xlarge | 9779.76 | 5000 | 1269 | 2848.2 | 18896.96 |  |  |  |  | Cost | 12431 | 14362 | 18896.96 | 45689.96
| Bandwidth (Gbps) | 4.9188 | 11.6562 | 20.7229 | [48 empty] | New Servers | 3 | 3 | 4 | 10
[53 empty] | New Racks | 1 | 1 | 1 | 3
[53 empty] | Power | 6833 | 13666 | 22776 | 43275
Totals
Sum of all Servers
User Interaction | Needed Resources | Year 1 | Year 2 | Year 3 |  | Year 1 | [7 empty] | Year 2 | [8 empty] | Year 3 | [7 empty] | Year 1 | [5 empty] | Year 2 | [5 empty] | Year 3 | [9 empty] | Total Cost Summary
| Storage (GB) | 0 | 0 | 0 |  | Server Type | TPS | Storage | Bandwidth | Total # Servers | # racks | Power Consumption (kwh/yr) |  | Server Type | TPS | Storage | Bandwidth | Total # Servers Needed | # Add'l Servers | # Add'l Racks | Power Consumption (kwh/yr) |  | Server Type | TPS | Storage | Bandwidth | Total # Servers Needed | # Add'l Servers | # Add'l Racks | Power Consumption (kwh/yr) | Server Type | Server Cost | Rack Cost | IT Power Cost (yr) | HW Support Costs | Total Year Cost | Server Type | Add'l Server Cost | Add'l Rack Cost | IT Power Cost (yr) | HW Support Costs | Total Year Cost | Server Type | Add'l Server Cost | Add'l Rack Cost | IT Power Cost (yr) | HW Support Costs | Total Year Cost | [5 empty] | Year 1 | Year 2 | Year 3 | 3-year Total
| TPS | 8454.2511 | 20034.0708 | 35617.5348 |  | Xlarge |  |  |  | 3 | 1 | 6833 |  | Xlarge |  |  |  | 6 | 3 | 1 | 13666 |  | Xlarge |  |  |  | 10 | 4 | 1 | 22776 | Xlarge | 7050 | 5000 | 381 | 0 | 12431 | Xlarge | 7191 | 5000 | 761 | 1410 | 14362 | Xlarge | 9779.76 | 5000 | 1269 | 2848.2 | 18896.96 |  |  |  |  | Cost | 12431 | 14362 | 18896.96 | 45689.96
| Bandwidth (Gbps) | 4.9188 | 11.6562 | 20.7229 |  | NAS |  |  |  | 0 | 0 | 0 |  | NAS |  |  |  | 0 | 0 | 0 | 0 |  | NAS |  |  |  | 0 | 0 | 0 | 0 | NAS | 0 | 0 | 0 | 0 | 0 | NAS | 0 | 0 | 0 | 0 | 0 | NAS | 0 | 0 | 0 | 0 | 0 |  |  |  |  | New Servers | 3 | 3 | 4 | 10
[53 empty] | New Racks | 1 | 1 | 1 | 3
[53 empty] | Power | 6833 | 13666 | 22776 | 43275
Routers
Single Tier Network
Use Gig-E to connect all servers to routers
Use fiber (OC-48 or OC-192) to connect router-to-router and router-to-internet
Assume perfect load-balancing between connectivity
Assume following Shelf Configuration: 22 GigE, 6 OC48 and 4 OC192 cards
Assume at any time only 67% of ports are active (1:2 redundancy); inter-router (ring) connectivity retains full 1:1
Router-to-Internet
Resource Needs |  | Year 1 | Year 2 | Year 3 |  | Card Type | # Ports Required |  |  | This is just to understand how many of each card type would be needed to support the outbound bandwidth
| Bandwidth (Gbps) | 4.9188 | 11.6562 | 20.7229 |  |  | Year 1 | Year 2 | Year 3
[6 empty] | Gig-E | 10.5 | 24 | 42
[6 empty] | OC-48 | 4.5 | 10.5 | 18
[6 empty] | OC-192 | 1.5 | 3 | 4.5
Router-to-Server
Since the servers only have Gig-E NICs, all connections with servers are via Gig-E router cards
# Ports needed determined by the MAX of ports needed based on BW (*2) vs physical NICs on each server
Other transactional messaging (e.g. IPC messages, etc. between servers) is considered negligible and not estimated
Resource Needs |  | Year 1 | Year 2 | Year 3 |  |  | # Ports Required
| Xlarge Servers | 3 | 6 | 10 |  |  | Year 1 | Year 2 | Year 3
| NAS Servers | 0 | 0 | 0 |  | Gig-E | 12 | 24 | 40 | These are inbound from servers
[6 empty] | OC-192 | 0 | 0 | 0 | These are inbound from NAS
Total Router Traffic
Per Cost Analysis, OC48's are most cost-effective for non-server interconnects, so these are factored | [6 empty] | Total # Ports Required |  |  |  |  | Total # Cards |  |  | Total # Shelves |  |  | Total # racks |  |  | Power Consumption kWh (total per year) |  |  |  | Year 1 | [5 empty] | Year 2 | [5 empty] | Year 3 | [5 empty] | Total Cost Summary
Router-to-Router (for redundancy and further failover) | [6 empty] | Year 1 | Year 2 | Year 3 |  |  | Year 1 | Year 2 | Year 3 | Year 1 | Year 2 | Year 3 | Year 1 | Year 2 | Year 3 | Year 1 | Year 2 | Year 3 |  | Card Cost | Shelf Cost | Rack Cost | IT Power Cost (yr) | HW Support Costs | Total Year Cost | Card Cost | Shelf Cost | Rack Cost | IT Power Cost (yr) | HW Support Costs | Total Year Cost | Card Cost | Shelf Cost | Rack Cost | IT Power Cost (yr) | HW Support Costs | Total Year Cost |  | Year 1 | Year 2 | Year 3 | 3-year Total
Assume 1:1 redundancy between shelves (set up as a ring), so a total of four card slots reserved for inter-shelf redundancy; means 4 cards per shelf total. Use OC-192s to maximize the number of in-shelf card failures it can handle. | [5 empty] | Gig-E | 12 | 24 | 40 |  | Gig-E | 2 | 3 | 5 | 1 | 1 | 1 |  |  |  | 947 | 1420 | 2366 |  | 39000 | 10000 | 5000 | 383 | 0 | 54383 | 10000 | 0 | 0 | 475 | 9800 | 20275 | 15000 | 0 | 0 | 593 | 11800 | 27393 | Cost | 54383 | 20275 | 27393 | 102051
[6 empty] | OC-48 | 4.5 | 10.5 | 18 |  | OC-48 | 1 | 2 | 3 | 1 | 1 | 1 |  |  |  | 1183 | 2366 | 3548 | [19 empty] | New Cards | 5 | 2 | 3 | 10
[6 empty] | OC-192 | 0 | 0 | 0 |  | OC-192 (NAS) | 0 | 0 | 0 | 0 | 0 | 0 |  |  |  | 0 | 0 | 0 | [19 empty] | New Shelves | 1 | 0 | 0 | 1
[6 empty] | Totals | 16.5 | 34.5 | 58 |  | OC-192 (R2R) | 2 | 2 | 2 | NA | NA | NA |  |  |  | 4731 | 4731 | 4731 | [19 empty] | New Racks | 1 | 0 | 0 | 1
[11 empty] | Totals | 5 | 7 | 10 | 1 | 1 | 1 | 1 | 1 | 1 | 6861 | 8517 | 10645 | [19 empty] | Power | 6861 | 8517 | 10645 | 26023
Data Center Costs
This includes costs not directly tied to server/switch equipment.
Assume a Tier II Data Center for availability/reliability
Most of this approach came from Uptime Institute True TCO Calculator
|  | Year 1 | Year 2 | Year 3
Capital Expenses
Capital Costs
| Total Square Footage | 128 | 192 | 256
| Portable Modular DC (Container) | 768000 | 192000 | 192000
| kW-Related Infrastructure Costs | 11627.101 | 18834.8167 | 28376.6132
| Other Facility Costs | 8384 | 4192 | 4192
Interest
| Architecture/Engineering Fees | 39400.555 | 1151.3408 | 1628.4307
Internet Fiber Last Mile Cost
| Number of Single-Mode Fiber Strands | 4.5 | 6 | 7.5
| Number of Cables (144 strands/cable) | 1 | 1 | 1
| Total Cable Length (# cables * fiber run * 110%) | 5808 | 5808 | 5808
| Cable Cost | 11441.76 | 11441.76 | 11441.76
| Installation Costs | 20000 | 20000 | 20000
| TOTAL Internet Last Mile | 31441.76 | 31441.76 | 31441.76
| Internal Cabling Cost | 4160 | 2080 | 2080
| Fire Suppression | 0 | 0 | 0
| Total Capital Costs | 863013.416 | 249699.9176 | 259718.8039
Operating Expenses
Energy and Power Use/Costs
| Total Electricity Use (kW) | 1.9541 | 3.1654 | 4.769
| IT Load (kWh/yr) | 13694 | 22183 | 33421
| Cooling and Auxiliaries (kWh/yr) | 3423.5 | 5545.75 | 8355.25
| Total Consumption (kWh/yr) | 17117.5 | 27728.75 | 41776.25
| Annual Energy Cost | 953.4447 | 1544.4914 | 2326.9371
| Annual Internet Transit Cost | 13280.8599 | 31471.704 | 55951.9092
| Annual HW Vendor Support Costs | 0 | 11210 | 14648.2
| Property Taxes | 21650.8224 | 22976.1534 | 24734.2023
| Total Annual Operating Expenses | 35885.1271 | 67202.3488 | 97661.2486
Labor Costs
| DC Operations Manager | 0 | 0 | 0
| DC Network/System Administrator | 0 | 0 | 0
| DC Technician | 79370 | 81751.1 | 84203.633
| Security | 0 | 0 | 0
| Janitorial and landscaping | 0 | 0 | 0
| Total Labor Costs | 79370 | 81751.1 | 84203.633
Total Data Center Costs | 1818505.5949 | 978268.5431 | 398653.3664 | 441583.6854
Labor Estimates
|  |  | Operations Manager | DC SysAdmin | DC Tech
| Salary per person | k$/year | 110.028 | 91.69 | 79.37
| People per shift | # | 0 | 0 | 1
| Shifts per day | # | 1 | 1 | 1
| benefits percentage | % | 0% | 0% | 0%
| Total cost per year | k$/year | 0 | 0 | 79.37
| Janitorial and Landscaping Costs |  |  | 0 | per square foot
Note on H104: Crash Davis: This is total bw needed /usable bw per card port *2 (for redundancy)
Note on H116: Crash Davis: This is # servers * # NICs per server # servers has built-in-redundancy for BW
Note on B140: Crash Davis: This assumes a total square footage based on a per-rack sf estimate For a Tier I/II, assume additional 25% space; lease is for 2-year advance to provide room to build out next expansion
Note on C141: Crash Davis: based on approx. $3000/sf
Note on B142: Crash Davis: Uptime Institute figure of 23801 per kW of IT Load For a Tier II, these costs are approx. 50% of Tier III
Note on B144: Crash Davis: Interest on the Construction and Land Costs @ 2% real discount rate (assumed)
Note on B145: Crash Davis: Assumed at 5% of infrastructure and facility costs
Note on B146: Crash Davis: This is a first year cost, since it is expensive to lay additional fiber later
Note on B151: Crash Davis: This is just an approximation; too many variables to establish a basis estimate
Note on B153: Crash Davis: Estimated at the equivalent of $65/sf of electrically active space
Note on B154: Crash Davis: Built into cost of modular unit
Note on B160: Crash Davis: Equal to the IT Load (conservation of energy)
Note on B163: Crash Davis: This is calculated by taking the BW at year-end-BW at start and dividing by 2 as an approximate average bandwidth over the year, then multiplying by the IP transit cost (Mbps/month)
Note on B164: Crash Davis: A % of the cost of prior year total capacity (servers and routers)
Note on B165: Crash Davis: Estimated at 1% of Capital Costs/year
Note on A167: Crash Davis: 3% per annum COLA; Maintenance grows to 4 in year 3 due to increased capacity
Note on B171: Crash Davis: included in lease
Note on B172: Crash Davis: included in lease

## W DC
North East Data Center
General Notes on Architecture
With rate adaptation, the high-bit rate songs must be stored only; others are adapted and stored in memory
Encryption and rate adaptation occurs on same server (at normal user capacity, since not processing transactions)
Scale on an annual basis not on intermediate 6 month numbers (provides in-rack scalability and redundancy); additional capacity arrives just-in-time
Some songs may be cached in memory based on Pareto Principle
Assume active rate is consistent over entire day 24x7x365
Total Infrastructure Capacity Summary
Infrastructure | Total Capacity (Cum) | Year 1 | Year 2 | Year 3
| Servers | 210 | 497 | 881
| Router Cards | 178 | 420 | 735
| Router Shelves | 7 | 16 | 27
| Racks | 39 | 93 | 163
Total Cost Summary
Equipment Costs (Annual) |  | Year 1 | Year 2 | Year 3
| Servers | 484100 | 673557 | 924187.32
| Routers | 1212000 | 1636000 | 2077000
| Racks | 185000 | 250000 | 330000
| Total Equipment Costs | 1881100 | 2559557 | 3331187.32
Operating Costs
| Power | 81268.4532 | 192445.4642 | 336990.4881
| Labor | 404428 | 416560.84 | 429057.6652
| Capital Expenses | 1379309.0586 | 1993415.8991 | 2405032.8434
| Other Expenses | 674721.4724 | 1937492.7722 | 3639116.8817
| Total Operating Costs | 2539726.9842 | 4539914.9755 | 6810197.8784
Total Lifecycle Cost | 21661684.1581 | 4420826.9842 | 7099471.9755 | 10141385.1984
Servers
Streaming and Download Servers
NAS cannot perform the encryption; so, it is moved to the rate adaptation servers; bandwidth based on sending high-rate songs | [5 empty] | Resource Calculations | [24 empty] | Cost Calculations
Streaming | Needed Resources | Year 1 | Year 2 | Year 3 |  | Year 1 | [7 empty] | Year 2 | [8 empty] | Year 3 | [7 empty] | Year 1 | [5 empty] | Year 2 | [5 empty] | Year 3 | [5 empty] | Total Servers | Total Racks | Total Pwr Consumed | Total Costs | Total Cost Summary
| Storage (GB) | 230400 | 230400 | 230400 |  | Server Type | TPS | Storage | Bandwidth | Total # Servers | # racks | Power Consumption (kwh/yr) |  | Server Type | TPS | Storage | Bandwidth | Total # Servers Needed | # Add'l Servers | # Add'l Racks | Power Consumption (kwh/yr) |  | Server Type | TPS | Storage | Bandwidth | Total # Servers Needed | # Add'l Servers | # Add'l Racks | Power Consumption (kwh/yr) | Server Type | Server Cost | Rack Cost | IT Power Cost (yr) | HW Support Costs | Total Year Cost | Server Type | Add'l Server Cost | Add'l Rack Cost | IT Power Cost (yr) | HW Support Costs | Total Year Cost | Server Type | Add'l Server Cost | Add'l Rack Cost | IT Power Cost (yr) | HW Support Costs | Total Year Cost | 8 | 5 | 147168 | 1728582 |  | Year 1 | Year 2 | Year 3 | 3-year Total
| TPS | 0 | 0 | 0 |  | NAS | 0 | 2 | 2 | 2 | 1 | 19622 |  | NAS | 0 | 2 | 5 | 5 | 3 | 2 | 49056 |  | NAS | 0 | 2 | 8 | 8 | 3 | 2 | 78490 | NAS | 360000 | 5000 | 1544 | 0 | 366544 | NAS | 540000 | 10000 | 3861 | 72000 | 625861 | NAS | 540000 | 10000 | 6177 | 180000 | 736177 |  |  |  |  | Cost | 366544 | 625861 | 736177 | 1728582
| Bandwidth (Gbps) | 77.2705 | 183.1081 | 325.5384 | [48 empty] | New Servers | 2 | 3 | 3 | 8
[53 empty] | New Racks | 1 | 2 | 2 | 5
[53 empty] | Power | 19622 | 49056 | 78490 | 147168
Download Storage Servers
Memory in this scenario (used for encryption) was not evaluated since needed memory volumes are easily satisfied with the number of storage and/or bandwidth-based server quantities
Download | Needed Resources | Year 1 | Year 2 | Year 3 |  | Year 1 | [7 empty] | Year 2 | [8 empty] | Year 3 | [7 empty] | Year 1 | [5 empty] | Year 2 | [5 empty] | Year 3 | [5 empty] | Total Servers | Total Racks | Total Pwr Consumed | Total Costs | Total Cost Summary
| Storage (GB) | 288000 | 288000 | 288000 |  | Server Type | TPS | Storage | Bandwidth | Total # Servers | # racks | Power Consumption (kwh/yr) |  | Server Type | TPS | Storage | Bandwidth | Total # Servers Needed | # Add'l Servers | # Add'l Racks | Power Consumption (kwh/yr) |  | Server Type | TPS | Storage | Bandwidth | Total # Servers Needed | # Add'l Servers | # Add'l Racks | Power Consumption (kwh/yr) | Server Type | Server Cost | Rack Cost | IT Power Cost (yr) | HW Support Costs | Total Year Cost | Server Type | Add'l Server Cost | Add'l Rack Cost | IT Power Cost (yr) | HW Support Costs | Total Year Cost | Server Type | Add'l Server Cost | Add'l Rack Cost | IT Power Cost (yr) | HW Support Costs | Total Year Cost | 8 | 5 | 147168 | 1728582 |  | Year 1 | Year 2 | Year 3 | 3-year Total
| TPS | NA | NA | NA |  | NAS | 0 | 2 | 2 | 2 | 1 | 19622 |  | NAS | 0 | 2 | 5 | 5 | 3 | 2 | 49056 |  | NAS | 0 | 2 | 8 | 8 | 3 | 2 | 78490 | NAS | 360000 | 5000 | 1544 | 0 | 366544 | NAS | 540000 | 10000 | 3861 | 72000 | 625861 | NAS | 540000 | 10000 | 6177 | 180000 | 736177 |  |  |  |  | Cost | 366544 | 625861 | 736177 | 1728582
| Bandwidth (Gbps) | 80.4901 | 190.7376 | 339.1025 | [48 empty] | New Servers | 2 | 3 | 3 | 8
[53 empty] | New Racks | 1 | 2 | 2 | 5
[53 empty] | Power | 19622 | 49056 | 78490 | 147168
Rate Adaptation / Encryption Servers
Rate Adaptation performed in memory; since high-rates don't require adaptation they pass through. So, the CPU penalty on 20% of the transactions doesn't apply. High-rate song bandwidth in; normal streaming bandwidth out; memory not an issue (BW drives). Downloads and streams would be encrypted; so run all of them through these servers. This is a change from Project 1 where download files went through Web/App Servers
Download | Needed Resources | Year 1 | Year 2 | Year 3 |  | Year 1 | [7 empty] | Year 2 | [8 empty] | Year 3 | [7 empty] | Year 1 | [5 empty] | Year 2 | [5 empty] | Year 3 | [5 empty] | Total Servers | Total Racks | Total Pwr Consumed | Total Costs | Total Cost Summary
| Storage (GB) | 0 | 0 | 0 |  | Server Type | TPS | Storage | Bandwidth | Total # Servers | # racks | Power Consumption (kwh/yr) |  | Server Type | TPS | Storage | Bandwidth | Total # Servers Needed | # Add'l Servers | # Add'l Racks | Power Consumption (kwh/yr) |  | Server Type | TPS | Storage | Bandwidth | Total # Servers Needed | # Add'l Servers | # Add'l Racks | Power Consumption (kwh/yr) | Server Type | Server Cost | Rack Cost | IT Power Cost (yr) | HW Support Costs | Total Year Cost | Server Type | Add'l Server Cost | Add'l Rack Cost | IT Power Cost (yr) | HW Support Costs | Total Year Cost | Server Type | Add'l Server Cost | Add'l Rack Cost | IT Power Cost (yr) | HW Support Costs | Total Year Cost | 855 | 123 | 3505227 | 3272777.76 |  | Year 1 | Year 2 | Year 3 | 3-year Total
| TPS | 0 | 0 | 0 |  | Xlarge | 0 | 0 | 203 | 203 | 29 | 462353 |  | Xlarge | 0 | 0 | 481 | 481 | 278 | 40 | 1095526 |  | Xlarge | 0 | 0 | 855 | 855 | 374 | 54 | 1947348 | Xlarge | 477050 | 145000 | 36387 | 0 | 658437 | Xlarge | 666366 | 200000 | 86218 | 95410 | 1047994 | Xlarge | 914407.56 | 270000 | 153256 | 228683.2 | 1566346.76 |  |  |  |  | Cost | 658437 | 1047994 | 1566346.76 | 3272777.76
| Bandwidth (Gbps) | 456.5396 | 1081.8637 | 1923.3893 | [48 empty] | New Servers | 203 | 278 | 374 | 855
[53 empty] | New Racks | 29 | 40 | 54 | 123
[53 empty] | Power | 462353 | 1095526 | 1947348 | 3505227
Web/App Servers
These handle all the incoming requests (transactions) for the local population they handle all the permission requests directly (ie., no routing to storage server clusters and in memory) A Change from Project 1: Downloading of songs occurs in the Rate Adaptation/Encryption Servers in this project (was done by these servers in Project 1). Transaction processing and authorization requests are the only things supported by the Web/App servers and there is no cross-
| Needed Resources | Year 1 | Year 2 | Year 3 |  | Year 1 | [7 empty] | Year 2 | [8 empty] | Year 3 | [7 empty] | Year 1 | [5 empty] | Year 2 | [5 empty] | Year 3 | [5 empty] | Total Servers | Total Racks | Total Pwr Consumed | Total Costs | Total Cost Summary
| Storage (GB) | 0 | 0 | 0 |  | Server Type | TPS | Storage | Bandwidth | Total # Servers | # racks | Power Consumption (kwh/yr) |  | Server Type | TPS | Storage | Bandwidth | Total # Servers Needed | # Add'l Servers | # Add'l Racks | Power Consumption (kwh/yr) |  | Server Type | TPS | Storage | Bandwidth | Total # Servers Needed | # Add'l Servers | # Add'l Racks | Power Consumption (kwh/yr) | Server Type | Server Cost | Rack Cost | IT Power Cost (yr) | HW Support Costs | Total Year Cost | Server Type | Add'l Server Cost | Add'l Rack Cost | IT Power Cost (yr) | HW Support Costs | Total Year Cost | Server Type | Add'l Server Cost | Add'l Rack Cost | IT Power Cost (yr) | HW Support Costs | Total Year Cost | 10 | 3 | 43275 | 46684.96 |  | Year 1 | Year 2 | Year 3 | 3-year Total
| TPS | 8454.2511 | 20034.0708 | 35617.5348 |  | Xlarge | 3 | 0 | 3 | 3 | 1 | 6833 |  | Xlarge | 6 | 0 | 6 | 6 | 3 | 1 | 13666 |  | Xlarge | 10 | 0 | 10 | 10 | 4 | 1 | 22776 | Xlarge | 7050 | 5000 | 538 | 0 | 12588 | Xlarge | 7191 | 5000 | 1076 | 1410 | 14677 | Xlarge | 9779.76 | 5000 | 1792 | 2848.2 | 19419.96 |  |  |  |  | Cost | 12588 | 14677 | 19419.96 | 46684.96
| Bandwidth (Gbps) | 4.9188 | 11.6562 | 20.7229 | [48 empty] | New Servers | 3 | 3 | 4 | 10
[53 empty] | New Racks | 1 | 1 | 1 | 3
[53 empty] | Power | 6833 | 13666 | 22776 | 43275
Totals
Sum of all Servers
User Interaction | Needed Resources | Year 1 | Year 2 | Year 3 |  | Year 1 | [7 empty] | Year 2 | [8 empty] | Year 3 | [7 empty] | Year 1 | [5 empty] | Year 2 | [5 empty] | Year 3 | [9 empty] | Total Cost Summary
| Storage (GB) | 518400 | 518400 | 518400 |  | Server Type | TPS | Storage | Bandwidth | Total # Servers | # racks | Power Consumption (kwh/yr) |  | Server Type | TPS | Storage | Bandwidth | Total # Servers Needed | # Add'l Servers | # Add'l Racks | Power Consumption (kwh/yr) |  | Server Type | TPS | Storage | Bandwidth | Total # Servers Needed | # Add'l Servers | # Add'l Racks | Power Consumption (kwh/yr) | Server Type | Server Cost | Rack Cost | IT Power Cost (yr) | HW Support Costs | Total Year Cost | Server Type | Add'l Server Cost | Add'l Rack Cost | IT Power Cost (yr) | HW Support Costs | Total Year Cost | Server Type | Add'l Server Cost | Add'l Rack Cost | IT Power Cost (yr) | HW Support Costs | Total Year Cost | [5 empty] | Year 1 | Year 2 | Year 3 | 3-year Total
| TPS | 8454.2511 | 20034.0708 | 35617.5348 |  | Xlarge |  |  |  | 206 | 30 | 469186 |  | Xlarge |  |  |  | 487 | 281 | 41 | 1109192 |  | Xlarge |  |  |  | 865 | 378 | 55 | 1970124 | Xlarge | 484100 | 150000 | 36925 | 0 | 671025 | Xlarge | 673557 | 205000 | 87294 | 96820 | 1062671 | Xlarge | 924187.32 | 275000 | 155048 | 231531.4 | 1585766.72 |  |  |  |  | Cost | 1404113 | 2314393 | 3058120.72 | 6776626.72
| Bandwidth (Gbps) | 619.219 | 1467.3655 | 2608.7531 |  | NAS |  |  |  | 4 | 2 | 39244 |  | NAS |  |  |  | 10 | 6 | 4 | 98112 |  | NAS |  |  |  | 16 | 6 | 4 | 156980 | NAS | 720000 | 10000 | 3088 | 0 | 733088 | NAS | 1080000 | 20000 | 7722 | 144000 | 1251722 | NAS | 1080000 | 20000 | 12354 | 360000 | 1472354 |  |  |  |  | New Servers | 210 | 287 | 384 | 881
[53 empty] | New Racks | 32 | 45 | 59 | 136
[53 empty] | Power | 508430 | 1207304 | 2127104 | 3842838
Routers
Single Tier Network
Use Gig-E to connect all servers to routers
Use fiber (OC-48 or OC-192) to connect router-to-router and router-to-internet
Assume perfect load-balancing between connectivity
Assume following Shelf Configuration: 22 GigE, 6 OC48 and 4 OC192 cards
Assume at any time only 67% of ports are active (1:2 redundancy); inter-router (ring) connectivity retains full 1:1
Router-to-Internet
Resource Needs |  | Year 1 | Year 2 | Year 3 |  | Card Type | # Ports Required |  |  | This is just to understand how many of each card type would be needed to support the outbound bandwidth
| Bandwidth (Gbps) | 384.188 | 910.4118 | 1618.5738 |  |  | Year 1 | Year 2 | Year 3
[6 empty] | Gig-E | 769.5 | 1821 | 3238.5
[6 empty] | OC-48 | 307.5 | 729 | 1296
[6 empty] | OC-192 | 78 | 183 | 324
Router-to-Server
Since the servers only have Gig-E NICs, all connections with servers are via Gig-E router cards
# Ports needed determined by the MAX of ports needed based on BW (*2) vs physical NICs on each server
Other transactional messaging (e.g. IPC messages, etc. between servers) is considered negligible and not estimated
Resource Needs |  | Year 1 | Year 2 | Year 3 |  |  | # Ports Required
| Xlarge Servers | 206 | 487 | 865 |  |  | Year 1 | Year 2 | Year 3
| NAS Servers | 4 | 10 | 16 |  | Gig-E | 824 | 1948 | 3460 | These are inbound from servers
[6 empty] | OC-192 | 32 | 80 | 128 | These are inbound from NAS
Total Router Traffic
Per Cost Analysis, OC48's are most cost-effective for non-server interconnects, so these are factored | [6 empty] | Total # Ports Required |  |  |  |  | Total # Cards |  |  | Total # Shelves |  |  | Total # racks |  |  | Power Consumption kWh (total per year) |  |  |  | Year 1 | [5 empty] | Year 2 | [5 empty] | Year 3 | [5 empty] | Total Cost Summary
Router-to-Router (for redundancy and further failover) | [6 empty] | Year 1 | Year 2 | Year 3 |  |  | Year 1 | Year 2 | Year 3 | Year 1 | Year 2 | Year 3 | Year 1 | Year 2 | Year 3 | Year 1 | Year 2 | Year 3 |  | Card Cost | Shelf Cost | Rack Cost | IT Power Cost (yr) | HW Support Costs | Total Year Cost | Card Cost | Shelf Cost | Rack Cost | IT Power Cost (yr) | HW Support Costs | Total Year Cost | Card Cost | Shelf Cost | Rack Cost | IT Power Cost (yr) | HW Support Costs | Total Year Cost |  | Year 1 | Year 2 | Year 3 | 3-year Total
Assume 1:1 redundancy between shelves (set up as a ring), so a total of four card slots reserved for inter-shelf redundancy; means 4 cards per shelf total. Use OC-192s to maximize the number of in-shelf card failures it can handle. | [5 empty] | Gig-E | 824 | 1948 | 3460 |  | Gig-E | 103 | 244 | 433 | 5 | 12 | 20 |  |  |  | 48724 | 115422 | 204827 |  | 1142000 | 70000 | 35000 | 14166 | 0 | 1261166 | 1546000 | 90000 | 45000 | 33283 | 242400 | 1956683 | 1967000 | 110000 | 55000 | 57258 | 569600 | 2758858 | Cost | 1261166 | 1956683 | 2758858 | 5976707
[6 empty] | OC-48 | 307.5 | 729 | 1296 |  | OC-48 | 39 | 92 | 162 | 7 | 16 | 27 |  |  |  | 46122 | 108800 | 191582 | [19 empty] | New Cards | 178 | 242 | 315 | 735
[6 empty] | OC-192 | 32 | 80 | 128 |  | OC-192 (NAS) | 8 | 20 | 32 | 4 | 5 | 8 |  |  |  | 18922 | 47304 | 75687 | [19 empty] | New Shelves | 7 | 9 | 11 | 27
[6 empty] | Totals | 1131.5 | 2677 | 4756 |  | OC-192 (R2R) | 28 | 64 | 108 | NA | NA | NA |  |  |  | 66226 | 151373 | 255442 | [19 empty] | New Racks | 7 | 9 | 11 | 27
[11 empty] | Totals | 178 | 420 | 735 | 7 | 16 | 27 | 7 | 16 | 27 | 179994 | 422899 | 727538 | [19 empty] | Power | 179994 | 422899 | 727538 | 1330431
Data Center Costs
This includes costs not directly tied to server/switch equipment.
Assume a Tier II Data Center for availability/reliability
Most of this approach came from Uptime Institute True TCO Calculator
|  | Year 1 | Year 2 | Year 3
Capital Expenses
Facility Construction Costs
| Total Square Footage | 1872 | 4464 | 7824
| Industrial Space Leasing Costs | 358905.6 | 629049.6 | 629049.6
| kW-Related Infrastructure Costs | 701420.3606 | 959558.3039 | 1247554.4794
| Other Facility Costs | 122616 | 169776 | 220080
Interest
| Architecture/Engineering Fees | 41201.818 | 56466.7152 | 73381.724
Internet Fiber Last Mile Cost
| Number of Single-Mode Fiber Strands | 307.5 | 421.5 | 567
| Number of Cables (144 strands/cable) | 3 | 3 | 4
| Total Cable Length (# cables * fiber run * 110%) | 17424 | 17424 | 23232
| Cable Cost | 34325.28 | 34325.28 | 45767.04
| Installation Costs | 60000 | 60000 | 80000
| TOTAL Internet Last Mile | 94325.28 | 94325.28 | 125767.04
| Internal Cabling Cost | 60840 | 84240 | 109200
| Fire Suppression | 0 | 0 | 0
| Total Capital Costs | 1379309.0586 | 1993415.8991 | 2405032.8434
Operating Expenses
Energy and Power Use/Costs
| Total Electricity Use (kW) | 117.8808 | 279.1443 | 488.8086
| IT Load (kWh/yr) | 688424 | 1630203 | 2854642
| Cooling and Auxiliaries (kWh/yr) | 344212 | 815101.5 | 1427321
| Total Consumption (kWh/yr) | 1032636 | 2445304.5 | 4281963
| Annual Energy Cost | 81268.4532 | 192445.4642 | 336990.4881
| Annual Internet Transit Cost | 622384.5595 | 1474867.0477 | 2622089.5805
| Annual HW Vendor Support Costs | 0 | 339220 | 801131.4
| Property Taxes | 52336.9128 | 123405.7245 | 215895.9013
| Total Annual Operating Expenses | 755989.9256 | 2129938.2364 | 3976107.3698
Labor Costs
| DC Operations Manager | 105828 | 109002.84 | 112272.9252
| DC Network/System Administrator | 176380 | 181671.4 | 187121.542
| DC Technician | 122220 | 125886.6 | 172841.0429
| Security | 0 | 0 | 0
| Janitorial and landscaping | 0 | 0 | 0
| Total Labor Costs | 404428 | 416560.84 | 429057.6652
Total Data Center Costs | 13889839.8381 | 2539726.9842 | 4539914.9755 | 6810197.8784
Labor Estimates
|  |  | Operations Manager | DC SysAdmin | DC Tech
| Salary per person | k$/year | 105.828 | 88.19 | 61.11
| People per shift | # | 1 | 2 | 2
| Shifts per day | # | 1 | 1 | 1
| benefits percentage | % | 0% | 0% | 0%
| Total cost per year | k$/year | 105.828 | 176.38 | 122.22
| Janitorial and Landscaping Costs |  |  | 0 | per square foot
Note on H104: Crash Davis: This is total bw needed /usable bw per card port *2 (for redundancy)
Note on H116: Crash Davis: This is # servers * # NICs per server # servers has built-in-redundancy for BW
Note on B140: Crash Davis: This assumes a total square footage based on a per-rack sf estimate For a Tier I/II, assume additional 25% space; lease is for 2-year advance to provide room to build out next expansion
Note on B142: Crash Davis: Uptime Institute figure of 23801 per kW of IT Load For a Tier II, these costs are approx. 50% of Tier III
Note on B144: Crash Davis: Interest on the Construction and Land Costs @ 2% real discount rate (assumed)
Note on B145: Crash Davis: Assumed at 5% of infrastructure and facility costs
Note on B146: Crash Davis: This is a first year cost, since it is expensive to lay additional fiber later
Note on B151: Crash Davis: This is just an approximation; too many variables to establish a basis estimate
Note on B153: Crash Davis: Estimated at the equivalent of $65/sf of electrically active space
Note on B154: Crash Davis: Estimated at $50/sf of electrically active area
Note on B160: Crash Davis: Equal to the IT Load (conservation of energy)
Note on B163: Crash Davis: This is calculated by taking the BW at year-end-BW at start and dividing by 2 as an approximate average bandwidth over the year, then multiplying by the IP transit cost (Mbps/month)
Note on B164: Crash Davis: A % of the cost of prior year total capacity (servers and routers)
Note on B165: Crash Davis: tax on total cabling, infrastructure and equipment
Note on A167: Crash Davis: 3% per annum COLA; Maintenance grows to 4 in year 3 due to increased capacity
Note on B171: Crash Davis: included in lease
Note on B172: Crash Davis: included in lease

## Server Cost Analysis
General Server Cost Analysis
|  | Cost/Server | Annual Power Consumption (kWh) (@80%) | Cost per Transaction per Second (CPU) (@80% utilization) | [11 empty] | Lifetime Costs
|  |  |  | 2000 | TPS |  |  |  | Initial (Non-Recurring) Costs |  |  |  | Annual (Recurring) Costs
|  |  |  | # TPS | # servers needed | # racks needed | Router Cards needed | Total kWh/yr | Total Server Cost | Total Rack Cost | Total Router Card Cost | Total Purchase Costs | Annual Power Cost | Annual HW Support Costs | Total Annual Costs | Year 1 | Year 2 | Year 3 | Total
| Large | 850 | 4555.2 | 1500 | 2 | 0.14286 | NA | 9110.4 | 1700 | 714.2857 | 0 | 2414.2857 | 468.2746 | 340 | 808.2746 | 2882.5603 | 808.2746 | 808.2746 | 4499.1094 | 2000 TPS is break-even between servers; any TPS needs greater than 2000 favor the Xlarge servers
| Xlarge | 2350 | 5088 | 3600 | 1 | 0.14286 | NA | 5088 | 2350 | 714.2857 | 0 | 3064.2857 | 261.5232 | 470 | 731.5232 | 3325.8089 | 731.5232 | 731.5232 | 4788.8553
|  | Cost/Server | Annual Power Consumption (kWh) (@80%) | Cost for Storage (@80% utilization) | [11 empty] | Lifetime Costs
|  |  |  | 2000 | GB |  |  |  | Initial (Non-Recurring) Costs |  |  |  | Annual (Recurring) Costs
|  |  |  | Usable Storage (GB) | # servers needed | # racks needed | Router Cards needed | Total kWh/yr | Total Server Cost | Total Rack Cost | Total Router Card Cost | Total Purchase Costs | Annual Power Cost | Annual HW Support Costs | Total Annual Costs | Year 1 | Year 2 | Year 3 | Total
| Large | 850 | 4555.2 | 637.5 | 4 | 0.28571 | NA | 18220.8 | 3400 | 1428.5714 | 0 | 4828.5714 | 936.5491 | 680 | 1616.5491 | 5765.1205 | 1616.5491 | 1616.5491 | 8998.2188 | 2000 GB is break-even between servers; any storage needs greater than 2000 favor Xlarge servers
| Xlarge | 2350 | 5088 | 1500 | 2 | 0.28571 | NA | 10176 | 4700 | 1428.5714 | 0 | 6128.5714 | 523.0464 | 940 | 1463.0464 | 6651.6178 | 1463.0464 | 1463.0464 | 9577.7106
|  | Cost/Server | Annual Power Consumption (kWh) (@80%) | Cost Bandwidth (Gbps) | [11 empty] | Lifetime Costs
|  |  |  | 1000 | Gbps |  |  |  | Initial (Non-Recurring) Costs |  |  |  | Annual (Recurring) Costs
|  |  |  | Usable BW (Gbps) | # servers needed | # racks needed | Router Cards needed | Total kWh/yr | Total Server Cost | Total Rack Cost | Total Router Card Cost | Total Purchase Costs | Annual Power Cost | Annual HW Support Costs | Total Annual Costs | Year 1 | Year 2 | Year 3 | Total
| Large | 850 | 4555.2 | 0.75 | 1334 | 95.2857 | 333.5 | 6076636.8 | 1133900 | 476428.5714 | 1667500 | 3277828.5714 | 312339.1315 | 560280 | 872619.1315 | 3590167.7029 | 872619.1315 | 872619.1315 | 5335405.966 | Servers are largely interchangeable cost-wise
| Xlarge | 2350 | 5088 | 2.25 | 445 | 63.5714 | 222.5 | 2264160 | 1045750 | 317857.1429 | 1112500 | 2476107.1429 | 116377.824 | 431650 | 548027.824 | 2592484.9669 | 548027.824 | 548027.824 | 3688540.6149
Router Cost Analysis
|  | Cost/Card | Annual Power Consumption (kWh) (@80%) | Cost per Gbps | [11 empty] | Lifetime Costs
|  |  |  | 500 | Gbps |  |  |  | Initial (Non-Recurring) Costs |  |  |  | Annual (Recurring) Costs
|  |  |  | Usable BW/card | # cards needed | # racks needed |  | Total kWh/yr | Total Card Cost | Total Rack Cost |  | Total Purchase Costs | Annual Power Cost | Annual HW Support Costs | Total Annual Costs | Year 1 | Year 2 | Year 3 | Total
| Gig-E | 5000 | 686.88 | 6 | 84 | 1.5 |  | 57697.92 | 420000 | 7500 |  | 427500 | 2965.6731 | 84000 | 86965.6731 | 430465.6731 | 86965.6731 | 86965.6731 | 604397.0193
| OC-48 | 5000 | 1717.2 | 15 | 34 | 0.60714 |  | 58384.8 | 170000 | 3035.7143 |  | 173035.7143 | 3000.9787 | 34000 | 37000.9787 | 176036.693 | 37000.9787 | 37000.9787 | 250038.6504 | Any bandwidths greater than 7 Gbps favor OC-48; Gig-E should be used for bandwidths below this; OC-192s may be used to limit port use for inter-switch connections for redundancy
| OC-192 | 12000 | 4730.4 | 30 | 17 | 0.30357 |  | 80416.8 | 204000 | 1517.8571 |  | 205517.8571 | 4133.4235 | 40800 | 44933.4235 | 209651.2807 | 44933.4235 | 44933.4235 | 299518.1277
Note on S6: Crash Davis: Does NOT include HW Support (included in purchase cost)
Note on S13: Crash Davis: Does NOT include HW Support (included in purchase cost)
Note on S20: Crash Davis: Does NOT include HW Support (included in purchase cost)
Note on S32: Crash Davis: Does NOT include HW Support (included in purchase cost)

## Constants
Data Constants
# Songs in Library | 40000000
Total Requests/User | Per Hour | Per Second
| 44 | 0.012
Streaming Service Constants | Low Bit Rate (kbps) | Std Bit Rate (kbps) | High Bit Rate (kbps) | % Low Bit Rate | % Std Bit Rate | % High Bit Rate | Song Duration (s) | Requests (/user/hr) | % Total Reqs
| 112 | 192 | 240 | 20% | 60% | 20% | 192 | 24 | 54.55%
Download Service Constants | Song Size (GB) | Requests (/user/hr) | % Total Reqs
| 0.0072 | 4 | 9.091%
Permission Request Service | Request Size (GB) | Requests (/user/hr) | % Total Reqs
Permission Percent of Requests | 0.0002 | 16 | 36.36%
Server Limits | CPU | Disk | Memory | Bandwidth
| 80% | 75% | 80% | 75%
General Purpose Server Specifications
| #RUs | # Cores | Usable RAM (GB) | Usable Disk (GB) | Usable BW (Gbps) | Gig-E Ports | Transactions per Second (Workload) |  |  |  | Max Active Users (Capacity) |  |  |  | Power Consumption (kW) |  |  |  | Servers/Rack |  |  |  | Cost ($)
[7 empty] | 40% CPU | 60% CPU | 80% CPU | 100% CPU | 40% CPU | 60% CPU | 80% CPU | 100% CPU | 40% CPU | 60% CPU | 80% CPU | 100% CPU | 40% CPU | 60% CPU | 80% CPU | 100% CPU
Large | 3 | 4 | 6.4 | 637.5 | 0.75 | 2 | 750 | 1125 | 1500 | 1875 | 62500 | 93750 | 125000 | 156250 | 0.13 | 0.195 | 0.26 | 0.325 | 14 | 14 | 11 | 9 | 850
Xlarge | 6 | 8 | 25.6 | 1500 | 2.25 | 4 | 1800 | 2700 | 3600 | 4500 | 150000 | 225000 | 300000 | 375000 | 0.2 | 0.3 | 0.4 | 0.5 | 7 | 7 | 7 | 6 | 2350
NAS Specifications (Dell EMC Isilon H400) | #RUs | Usable Disk (GB) | 10 GbE Ports | Usable BW (Gbps) | Power (kW) | Cost | Units/Rack
| 4 | 180000 | 8 | 45 | 1.12 | 180000 | 2
Router/Switch Specifications
For Power, assume 9W/Gbps | Shelf Cost | Shelf RUs | Usable Shelf Slots | Line Cards
|  |  |  | Gig-E |  |  |  | OC-48 |  |  |  | OC-192
|  |  |  | Usable Ports/Card | Usable BW (Gbps) / port | Power (kW) | Cost | Ports/Card | Usable BW (Gbps) / port | Power (kW) | Cost | Ports/Card | Usable BW (Gbps) / port | Power (kW) | Cost
| 10000 | 21 | 28 | 8 | 0.75 | 0.054 | 5000 | 8 | 1.875 | 0.135 | 5000 | 4 | 7.5 | 0.27 | 12000
Rack Constants (these are maximums) | #RUs | Power (kW) | Cost (est)
| 42 | 3 | 5000
Data Center Cost Constants
HW/IT Support (% of original cost) | 20% | Assumed to be a percentage of original purchase cost from year 2 on (1st year support included in purchase price)
Square Feet per rack | 32
Power Cost ($/kwh) | 0.0514
Internet Transit Costs ($/Mbps/month) | 0.45
Internet Fiber Run (distance, ft) | 5280
Internet Fiber Cable Cost (per foot) | 1.97
Land Cost / acre (commercial, Dallas-area) | 100000
Acres of Land | 5
Fire Suppression ($/sf) | 50
Property Tax Rate | 1%
modular DC price per Watt | 10
Stream/Download API Message (bits) | 12000 | (1 KB API request messagel; 0.5KB API response message)
Traffic
Distributed Data Center Constants | DC Region | User Density | to NE | to W | DC Admin Labor ($/yr) | DC Tech Labor ($/yr) | Power Cost ($/kWh) | IT Tx Cost ($/Mbps/month) | Space Lease Cost ($/sf/mo) | Tax Rate (%)
| NE | 17.92% | 80% | 20% | 101980 | 79930 | 0.0624 | 0.45 | 11.36 | 0.495%
| MW | 21.68% | 50% | 50% | 82840 | 75950 | 0.0786 | 0.45 | 4.64 | 1.513%
| S | 37.1% | 50% | 50% | 91690 | 79370 | 0.0557 | 0.45 | 5.06 | 2.526%
| W | 23.3% | 20% | 80% | 88190 | 61110 | 0.0787 | 0.45 | 6.7 | 2%
Note on F24: Crash Davis: Server BW based on 1:1 redundancy, so total bandwidth is halved then limited to 75% efficiency
Note on T24: Crash Davis: This is the rounded DOWN minimum between power-based and RU-based calculations at each level
Note on D33: Crash Davis: Total slots are 32; however, 4 are reserved for inter-shelf connectivity for redundancy/availability